## ELV
1. Product ID | 2. Group | 3. Category | 4. Product Type | 5. Class | 6. Product size | 7. Color | 8. Brand | 9. Model / Factory Code | 10. Unit | 11. Descriptions | Supplier | Unit Price | Labor Hour | Remark | Number of core | Qty
Fiber Optic Cable & Accessories
| ELV | Optic Cable Single mode | Indoor/Outdoor | LSZH | HUN1500 12E 9/125 OS2 | dark grey | LAPP | 27400912 | m | Optic Cable Single Mode HUN Universal Cable HITRONIC HUN1500 12E 9/125 OS2 (Indoor/outdoor) | JJLAPP |  |  |  | 12 | 113
| ELV | Optic Cable Single mode | Outdoor | Halogen-free low-friction | HQN1500 12E 9/125 OS2 | black (RAL 9005) | LAPP | 27600912 | m | Optic Cable Single Mode HQN Outdoor Cable HITRONIC HQN1500 12E 9/125 OS2 (outdoor) | JJLAPP |  |  |  | 12 | 1960
| ELV | Optic Cable Single mode | Outdoor | Robust, halogen-free | HQW3000 12E 9/125 OS2 | black (RAL 9005) | LAPP | 27900912 | m | Optic Cable Single Mode HQN Armoured Outdoor Cable HITRONIC HQW3000 12E 9/125 OS2 (outdoor) | JJLAPP |  |  |  | 12 | 0
| ELV | Optic Cable Single mode | Indoor/Outdoor | LSZH | OS2 | Black | Commscope | 1-1427437-4 | m | Indoor/Outdoor Fiber Optic Cable, 6-fiber, loose tube, LSZH, SM, 1000 m | AWS |  |  |  | 6 | 1100
| ELV | Optic Cable Single mode | Indoor | LSZH | TB LSZH 6*SM 9/125 OS2 | Black | Nexans | N164.022 | m | LANmark-OF TB 6x Singlemode 9/125 OS2 LSZH Black | Planec |  |  |  | 6 | 799
| ELV | Optic accessories | Indoor | LSZH | 9/125 OS2 2LC - 2LC OS2 | Yellow | Nexans | N123.4LLY3 | pcs | LANmark-OF Patch cord Singlemode 9/125 OS2 2LC - 2LC LSZH Yellow 3 m | Planec |  |  |  | Duplex | 50
| ELV | Optic accessories | Indoor | LSZH | 9/125 OS2 2LC - 2LC OS2 | Yellow | Nexans | N123.4LLY1 | pcs | LANmark-OF Patch cord Singlemode 9/125 OS2 2LC - 2LC LSZH Yellow 1 m | Planec |  |  |  | Duplex | 67
| ELV | Optic accessories | Indoor | LSZH | LC/UPC Singlemode Tight Buffer LSZH 9/125 | Yellow | Nexans | N123.4TLY | pcs | LANmark-OF Pigtail LC SM Tight Buffer LSZH 9/125 1m Yellow | Planec |  |  |  | Simplex | 0
| ELV | Optic accessories | Indoor | LZSH&OFNR | LC-LC, Duplex, 50/125 OM3 | Aqua | COMMSCOPE/AMP | 2105027-3 | pcs | Fiber Optic Patch Cord, LC-LC, Duplex, 50/125, LZSH&OFNR, 3MR, OM3 | AWS |  |  |  | Duplex | 54
| ELV | Optic accessories | Indoor | LZSH&OFNR | LC-LC, Duplex, 9/125 OS2 | Yellow | COMMSCOPE/AMP | 2105028-3 | pcs | Fiber Optic Patch Cord, LC-LC, Duplex, 9/125, LZSH&OFNR, 3MR, OS2 | AWS |  |  |  | Duplex | 75
| ELV | Optic accessories | Indoor | LZSH&OFNR | SC-SC,Duplex, 9/125 OS2 | Yellow | COMMSCOPE/AMP | 2105052-3 | pcs | Fiber Optic Patch Cord, SC-SC,Duplex, 9/125, LZSH&OFNR, 3MR, OS2 | AWS |  |  |  | Duplex | 9
| ELV | Optic accessories | Indoor | LZSH&OFNR | SC-SC, Duplex, 50/125 OM3 | Aqua | COMMSCOPE/AMP | 2105051-2 | pcs | Patch Cord, SC-SC, Duplex, 50/125, LZSH&OFNR, 2MR, OM3 | AWS |  |  |  | Duplex | 108
| ELV | Optic accessories | Indoor | LZSH&OFNR | SC-SC,Duplex, 9/125 | Yellow | COMMSCOPE/AMP | 2105052-3 | pcs | Patch Cord, SC-SC,Duplex, 9/125, LZSH&OFNR, 2MR, OS2 | AWS |  |  |  | Duplex | 175
| ELV | Optic accessories | Indoor |  | OF Splice Casssette | Black | Nexans | N890.097 | pcs | LANmark-OF Splice Cassette Cover Small | Planac |  |  |  |  | 16
| ELV | Optic accessories | Indoor |  | OF Splice Casssette | Black | Nexans | N890.095 | pcs | LANmark-OF Splice Cassette Heat Shrink Protectors Small | Planac |  |  |  |  | 21
| ELV | Optic accessories | Indoor |  | Singlemode |  | Nexans | N205.627 | pcs | LANmark-OF Duplex LC Snap-In Adaptor Singlemode | Planac |  |  |  |  | 126
| ELV | Optic accessories | Indoor |  | Cat 6 | White | Nexans | N420.660 | pcs | LANmark-6 Evo Snap-In Connector Category 6 Unscreened | Planac |  |  |  |  | 29
| ELV | Optic accessories | Indoor |  | OF Patch | White | Nexans | N441.203 | pcs | LANmark-OF Modular Patch Panel White | Planac |  |  |  |  | 15
| ELV | Optic accessories | Indoor |  | 6 Snap-In | White | Nexans | N521.606 | pcs | LANmark ZD box 6 Snap-In White | Planac |  |  |  |  | 7
| ELV | Optic accessories | Indoor |  | 12 Snap-In | White | Nexans | N521.600 | pcs | LANmark ZD box 12 Snap-In White | Planac |  |  |  |  | 1
Data Communication System & Accessories
| ELV | Twisted Pair | Indoor | PVC Shielded | 18 AWG | Grey | Alantek | 301-CI9401-0500 | m | Alantek,Shielded Twisted Control Cable 1Pair x 18 AWG (500m/Drum)Grey | AWS |  |  |  | 1Pair | 0
| ELV | Twisted Pair | Indoor | PVC Shielded | 18 AWG | Grey | Alantek | 301-CI9402-0500 | m | Alantek,Shielded Twisted Control Cable 2Pair x 18 AWG (500m/Drum)Grey | AWS |  |  |  | 2Pair | 0
| ELV | Twisted Pair | Indoor | PVC Shielded | 16 AWG | Grey | Alantek | 301-CI9503-0500 | m | Alantek,Shielded Twisted Control Cable 3Pair x 16 AWG (500m/Drum)Grey | AWS |  |  |  | 3Pair | 273
| ELV | Twisted Pair | Indoor | PVC | 18 AWG | Pebble Grey | LAPP | ,0033002 | m | LAPP KABEL UNITRONIC ST 2092, 1x2x18 AWG(305M/Drum) | JJLAPP |  |  |  | 1Pair | 0
| ELV | Twisted Pair | Indoor | PVC | 20 AWG | Pebble Grey | LAPP | 3802854 | m | LAPP KABEL UNITRONIC LiY(ST)Y TP 1x2x20AWG UL2464 (500M/Drum) | JJLAPP |  |  |  | 1Pair | 0
| ELV | Twisted Pair | Indoor | PVC | 20 AWG | Pebble Grey | LAPP | 3803990 | m | LAPP KABEL UNITRONIC ST 2x2x20 AWG UL 2464 ( 1000M/DRUM ) | JJLAPP |  |  |  | 2Pair | 600
| ELV | Twisted Pair | Indoor | PVC | 24 AWG | Pebble Grey | LAPP | 3800950 | m | LAPP KABEL UNITRONIC ST 2x2x24 AWG UL 2919 ( 305M/DRUM ) | JJLAPP |  |  |  | 2Pair | 670
| ELV | 2Pair x 0.8 | Indoor | PVC | 0.8 | Green | LAPP | 2170240 | m | LAPP KABEL UNITRONIC BUS EIB 2x2x0.8 ( 500M/Drum) | JJLAPP |  |  |  | 2Pair | 3000
| ELV | Twisted Pair | Indoor | PVC shielded | 22AWG | Ivory | Phelps Dodge | 22 IN 001 | Roll | Communication Cable 1 Pair 22AWG |  |  |  |  | 1 Pair | 3
| ELV | Twisted Pair | Indoor | PVC shielded | 22AWG | Ivory | Phelps Dodge | 22 IN 002 | Roll | Communication Cable 2 Pair 22AWG |  |  |  |  | 2 Pair | 2
| ELV | Twisted Pair | Indoor | PVC shielded | 22AWG | Ivory | Phelps Dodge | 22 IN 003 | Roll | Communication Cable 2 Pair 22AWG |  |  |  |  | 3 Pair | 1
| ELV | Twisted Pair | Indoor | PVC shielded | 22AWG | Ivory | Phelps Dodge | 22 IN 004 | m | Communication Cable 4 Pair 22AWG |  |  |  |  | 4 Pair | 2018
| ELV | Cat6A Cable | Indoor | PVC U/UTP (unshielded) | Cat 6A | White | COMMSCOPE/AMP | 3-1859676-2 | m | Copper Cable, category 6A, 4 pair, U/UTP, CM, 23 AWG, 1000 ft, white | AWS |  |  |  | 4Pair | 610
| ELV | Cat6 Cable | Indoor | LSZH | 23 AWG | Orange | LAPP | 2170956 | m | LAPP KABEL UNITRONIC LAN 250 UTP CAT6 4x2x23AWG (1000MxDrum) | JJLAPP |  |  |  | 4Pair | 0
| ELV | Cat6 Cable | Indoor | PVC U/UTP (unshielded) | 24 AWG | Blue | COMMSCOPE/AMP | 1427071-6 | m | Copper Cable, category 6, 4 pair, UTP, CM rated, 24 AWG, 305 m reel in box, blue | AWS |  |  |  | 4Pair | 0
| ELV | Cat6 Cable | Indoor | PVC U/UTP (unshielded) | Cat 6 | Blue | COMMSCOPE/AMP | 1427071-6 | m | Copper Cable, category 6, 4 pair, UTP, CM rated, 24 AWG, 305 m reel in box, blue | AWS |  |  |  | 4Pair | 0
| ELV | Cat6 Cable | Indoor | PVC U/UTP (unshielded) | Cat 6 | Grey | Nexans | N100.617-DE | m | LANmark-6 U/UTP AWG23 Cat 6 350MHz PVC Eca Grey 305m box | Planac |  |  |  | 4Pair | 610
| ELV | Cat6 Cable | Indoor | PVC U/UTP (unshielded) | Cat 6 | Blue | Alantek | 301-6008LG-03BU | m | Cat 6 4-Pair 23AWG U/UTP Unshielded Cable, PVC, Blue - 305m/reel | AWS |  |  |  | 4Pair | 0
| ELV | Cat5E Cable | Indoor | PVC U/UTP (unshielded) | Cat 5E | Grey | Alantek | 301-10008E-03GY | m | Cat 5E 4-Pair 24AWG U/UTP Unshielded Cable, PVC, Grey - 305m | AWS |  |  |  | 4Pair | 0
| ELV | Cat3 Cable | Indoor | PVC U/UTP (unshielded) | 24AWG | Grey | Alantek | 301-100253-05GY | m | Cat 3 Unshielded Twisted Pair, 25-Pairs Solid Cable, Voice Grade, PVC, Grey - 500m | AWS |  |  |  | 25 Pair | 169
| ELV | Cat3 Cable | Indoor | PVC U/UTP (unshielded) | 24AWG | Grey | Alantek | 301-100503-05GY | m | Cat 3 Unshielded Twisted Pair, 100-Pairs Solid Cable, Voice Grade, PVC, Grey - 500m | AWS |  |  |  | 100 Pair | 500
| ELV | Cat3 Cable | Indoor | PVC U/UTP (unshielded) | 24AWG | Grey | Alantek | 301-101003-05GY | m | Cat 3 Unshielded Twisted Pair, 100-Pairs Solid Cable, Voice Grade, PVC, Grey - 500m | AWS |  |  |  | 100 Pair | 219
| ELV | Cat 6 accessories | Indoor | PVC U/UTP (unshielded) | Cat 6, 10ft | Blue | COMMSCOPE/AMP | 1-1859247-0 | pcs | RJ45 Patch Cord, category 6, 8-position, plug to plug, unshielded, blue, 10 ft | AWS |  |  |  | 4 Pair | 1569
| ELV | Cat 6 accessories | Indoor | PVC U/UTP (unshielded) | Cat 6, 2ft | Blue | COMMSCOPE/AMP | 1859247-2 | pcs | RJ45 Patch Cord, category 6, unshielded, blue, 2 ft | AWS |  |  |  | 4 Pair | 39
| ELV | Cat 6 accessories | Indoor | S/FTP (shielded) | Cat 6A, 2m | White | COMMSCOPE/AMP | 1711815-2 | pcs | RJ45 Patch Cord, category 6A, S/FTP, 2.0 m, white | AWS |  |  |  | 4 Pair | 19
| ELV | Cat 6 accessories | Indoor | LSZH | Cat 6, 1m | Orange | Nexans | N116.P1A010OK | pcs | LANmark-6 Patch Cord Cat 6 Unscreened LSZH 1m Orange | Planac |  |  |  | 4 Pair | 912
| ELV | Cat 6 accessories | Indoor |  | 24 port |  | Alantek | 302-201601-24AB | pcs | Alantek Cat6 UTP Patch Panel 24 Ports | AWS |  |  |  |  | 0
| ELV | Cat 6 accessories | Indoor |  | 24 port |  | AMP | 1933443-1 | pcs | 24 Port Patch Panel,Brand:AMP | AWS |  |  |  |  | 0
| ELV | Cat 6 accessories | Indoor |  | 24 port | Black | Linkbasic | PNS24-SC6 | pcs | 24-port Cat6 unshielded patch panels (IDC style) | [5 empty] | 2
| ELV | Cat 6 accessories | Indoor |  | Faceplate kit1P | White | AMP | 1859049-1 | pcs | AMP (1859049-1) Faceplate Kit, BS. Style,Shutter,1P,Icon | AWS |  |  |  |  | 115
| ELV | Cat 6 accessories | Indoor |  | Jack RJ45 | White | AMP | 1375055-3 | pcs | SL110 Series Modular Jack, RJ45, category 6, T568A/T568B, unshielded, without dust cover, alpine white | AWS |  |  |  |  | 132
| ELV | Cat 6 accessories | Indoor |  |  | White | Nexans | N102.117 | pcs | 1HU Universal Patch Guide with front cover, White | Planac |  |  |  |  | 57
| ELV | Rack | Indoor |  |  |  | COMMSCOPE/AMP | 1427519-2 | pcs | Wall Rack 600X500, 12U, Curve Perforate Door | AWS |  |  |  |  | 1
BMS Devise Sensor & Controller
| BMS | BMS Sensor | Indoor/Outdoor |  | 20...200 (Pa) | White | Honeywell | DPS 200 | pcs | Differential Pressure Switch DPS 200 | Intersys |  |  |  |  | 3
| BMS | BMS Sensor | Indoor/Outdoor |  | 40...400 (Pa) | White | Honeywell | DPS 400 | pcs | Differential Pressure Switch DPS 400 | Intersys |  |  |  |  | 2
| BMS | BMS Sensor | Indoor/Outdoor |  | 200...1000 (Pa) | White | Honeywell | DPS 1000 | pcs | Differential Pressure Switch DPS 1000 | Intersys |  |  |  |  | 3
| BMS | BMS Sensor | Indoor/Outdoor |  | 500...2500 (Pa) | White | Honeywell | DPS 2500 | pcs | Differential Pressure Switch DPS 2500 | Intersys |  |  |  |  | 2
| BMS | BMS Sensor | Indoor/Outdoor |  | 5 Inch Insertion |  | Honeywell | 50001774-001 | pcs | Stainless Steel Immersion ThermoWell, 5 Inch Insertion | Intersys |  |  |  |  | 1
| BMS | BMS Controller | Indoor |  | (AI12,DI0,AO0,DO0) |  | Honeywell | SIO12000 | pcs | Programmable Unitary Controller with Relay | Intersys |  |  |  |  | 10
| BMS | BMS Controller | Indoor |  | (AI6,DI0,AO4,DO2) |  | Honeywell | SIO6042 | pcs | Programmable Unitary Controller with Relay | Intersys |  |  |  |  | 0
| BMS | BMS Controller | Indoor |  | (AI6,DI4,AO3,DO8) |  | Honeywell | PUB6438SR | pcs | Programmable Unitary Controller | Intersys |  |  |  |  | 3
| BMS | BMS Sensor | Indoor |  | Rang 0 to 4bar |  | Honeywell | TA200124 | pcs | Liquid Differential Pressure Sensor DPIL | Intersys |  |  |  |  | 1
| BMS | BMS Sensor | Indoor |  | 5 Inch |  | Honeywell | C7031D2003 | pcs | Immersion Sensor 5in | Intersys |  |  |  |  | 18
| BMS | BMS Sensor | Indoor |  | 12 Inch |  | Honeywell | C7031D2003 | pcs | 12IN Immersion Sensor | Intersys |  |  |  |  | 1
| BMS | BMS Sensor | Indoor |  |  | White | Honeywell | C7046A,B,C,D | pcs | Air Temperature Sensors | Intersys |  |  |  |  | 3
| BMS | BMS Sensor | Indoor |  |  | White | Honeywell | H7625B | pcs | Duct Humidity Sensor | Intersys |  |  |  |  | 1
| BMS | BMS Sensor | Indoor |  |  | White | Honeywell | C7632B | pcs | Co2 Sensor | Intersys |  |  |  |  | 1
| ELV | Lux Sensor | Indoor |  |  | White | PLC-Multipoint | MK7-B-CCF-0/10 | pcs | PHOTODIODE SENSOR WITH MULTIPLE VOLTAGE OUTPUT 3 Wire, External Power, Multiple Voltage Output | [5 empty] | 7
CCTV System
| ELV | CCTV | Indoor |  | 4MP |  | Honeywell | H4W4PER3 | pcs | H4W4PER3 WDR 4 MP IR Rugged Dome Camera | Intersys |  |  |  |  | 1
| ELV | CCTV | Outdoor |  |  |  | Samsung | SBP-300LM | pcs | Camera Support | [5 empty] | 2
Access Coontrol System
| ELV | ACS | Indoor | Steel |  |  | Elock | 600Ibs | pcs | ZL Bracket(600Ibs ),Brand:Elock | [5 empty] | 17
| ELV | ACS | Indoor |  |  |  | Elock | EL-BK-G201 | pcs | Class Holder,Model:EL-BK-G201,Brand:Elock | [5 empty] | 22
| ELV | ACS | Indoor |  |  |  | Elock | EL-BK-G200 | pcs | Class Door Housing,Model:EL-BK-G200,Brand:Elock | [5 empty] | 23
| ELV | ACS | Indoor |  |  |  | Elock | Elock-B100 | pcs | Electric Bolt Lock,Model:Elock-B100,Brand:Elock | [5 empty] | 22
| ELV | ACS | Indoor |  |  | Green | Elock | EM201GD | pcs | Resettable Emergency Door Release | [5 empty] | 3
Public Address System
| ELV | PAS | Indoor |  | 10W | White | TOA | BS-1034 | pcs | Wall Mount Speaker | CESK |  |  |  |  | 5
| ELV | PAS | Indoor |  | 6W | White | TOA | BS-634 | pcs | Wall Mount Speaker | CESK |  |  |  |  | 2
| ELV | PAS | Indoor |  | 6W | White | TOA | PC-1860 | pcs | Ceiling Mount Speaker | CESK |  |  |  |  | 4
| ELV | PAS | Indoor/Outdoor |  | 15W | White | TOA | SC-615T | pcs | Paging Horn Speaker With Transformer | CESK |  |  |  |  | 1
| ELV | PAS | Indoor/Outdoor |  | 30W | White | TOA | SC-630TU | pcs | Paging Horn Speaker With Transformer | CESK |  |  |  |  | 1
| ELV | PAS | Indoor |  | 180W | White | TOA | SR-H2L | pcs | Slim ARRAY Speaker | CESK |  |  |  |  | 4
| ELV | PAS | Indoor |  | 12W Max | White | TOA | AT-4012AS | pcs | AT-4012 Attenuator | CESK |  |  |  |  | 1
| ELV | PAS | Indoor |  | 30W Max | White | TOA | AT-4030AS | pcs | AT-4030 Attenuator | CESK |  |  |  |  | 3
| ELV | PAS | Indoor |  | 200W Max | White | TOA | AT-4200AS | pcs | AT-4200 Attenuator | CESK |  |  |  |  | 1
| ELV | PAS | Indoor |  | 36W | White | Bosch | LBC1410/10 | pcs | LBC1410/10 36W Bosch Volume Control Switch | GES |  |  |  |  | 4
Fire Alarm System
| ELV | FAS | Outdoor |  | 15-185cd | Red | System Sensor | P2RK-R | pcs | Ceiling Horn Strobe | [5 empty] | 14
| ELV | FAS | Indoor |  |  | White | Notifier | ISO-X | pcs | Fault Isolator Module | Intersys |  |  |  |  | 2
| ELV | FAS | Indoor |  |  | Red | Hochiki | HCV4-RA | pcs | REMOTE ANNUNCIATOR | Liumeng |  |  |  |  | 2
| ELV | FAS | Indoor |  |  | Red | Hochiki | FN-LCD-N-R | pcs | FN-LCD-N-R - NETWORK ANNUNCIATOR, RED | Liumeng |  |  |  |  | 1
| ELV | FAS | Indoor |  |  | White | Hochiki | DCP-R2ML | pcs | Dual Relay Module,Brand:Hochiki | Liumeng |  |  |  |  | 6
| ELV | FAS | Indoor |  |  | Green | Notifier | LDM-32 | pcs | Lamp Driver Module | Intersys |  |  |  |  | 0
| ELV | FAS | Indoor |  |  | White | Bosch | FCH-T320 | pcs | HEAT DETECTOR FIXED TEMPERATURE | GES |  |  |  |  | 1
| ELV | FAS | Indoor |  |  | White | Hichiki | ATJ-EA | pcs | ATJ-EA FIXED TEMP/RATE OF RISE HEAT SENSOR (Conventional) | Liumeng |  |  |  |  | 2
| ELV | FAS | Indoor |  |  | White | Hichiki | ALN-V | pcs | ALN-V PHOTOELECTRIC SMOKE SENSOR (Conventional) | Liumeng |  |  |  |  | 7
| ELV | FAS | Indoor |  |  | White | Hichiki | SLV-24N | pcs | SLV-24N PHOTOELECTRIC SMOKE DETECTOR (Addressable) | Liumeng |  |  |  |  | 8
| ELV | FAS | Indoor |  |  | White | Hichiki | ALK-V | pcs | ALK-V PHOTOELECTRIC SMOKE SENSOR (Addressable) | Liumeng |  |  |  |  | 3
| ELV | FAS | Indoor |  |  | White | Cooper | CPD321 | pcs | Conventional Optical Smoke Detector | [5 empty] | 10
| ELV | FAS | Indoor |  |  | White | Bosch | D263 | pcs | D263 Photoelectric Smoke and Smoke and Heat Detectors | GES |  |  |  |  | 2
| ELV | FAS | Indoor |  | 6.0 inches | White | Hichiki | HSB-NSA-6 | pcs | Analog Sensor Base | Liumeng |  |  |  |  | 8
| ELV | FAS | Indoor |  | 4.0 inches | White | Hichiki | YBN-NSA-4 | pcs | Analog Sensor Base | Liumeng |  |  |  |  | 18
| ELV | FAS | Indoor |  | 4.0 inches | White | System Sensor | B501 | pcs | Plug-in Detector Base | [5 empty] | 3
| ELV | FAS | Indoor |  | 104mm x 22mm | White | Cooper | FXN520 | pcs | Conventional Detector Mounting Base | [5 empty] | 11
UPS
| ELV | UPS | Indoor |  |  | Grey | Socomec | NRT2-U5000C | pcs | Socomec NRT2-U5000C (UPS module only - NO BATTERY)(c/w 1 x rail kit) | [5 empty] | 1
| ELV | UPS | Indoor |  |  | Grey | Socomec | NRT-B7000 | pcs | Socomec NRT-B7000 UPS battery Sealed Lead Acid [VRLA] 192 V | [5 empty] | 1
Projector
| ELV | Projector | Indoor |  |  | White | Sony |  | pcs | Projector | [5 empty] | 2
| ELV | Projector | Indoor |  |  | White | Sony |  | pcs | Projector Screen | [5 empty] | 1

## LV
1. Product ID | 2. Group | 3. Category | 4. Product Type | 5. Class | 6. Product size | 7. Color | 8. Brand | 9. Model / Factory Code | 10. Unit | 11. Descriptions | Supplier | Unit price | Labor Hour | Remark | Sheath Color | Specifications
Power cable
| LV | Power distribution | CU/PVC | 1C | 1.5mm² | Brown | Sigma |  | m | 1Cx1.5mm² CU/PVC Cable
| LV | Power distribution | CU/PVC | 1C | 1.5mm² | Black | Sigma |  | m | 1Cx1.5mm² CU/PVC Cable
| LV | Power distribution | CU/PVC | 1C | 1.5mm² | Grey | Sigma |  | m | 1Cx1.5mm² CU/PVC Cable
| LV | Power distribution | CU/PVC | 1C | 1.5mm² | Blue | Sigma |  | m | 1Cx1.5mm² CU/PVC Cable
| LV | Power distribution | CU/PVC | 1C | 1.5mm² | Green-and-Yellow | Sigma |  | m | 1Cx1.5mm² CU/PVC Cable
| LV | Power distribution | CU/PVC | 1C | 2.5mm² | Brown | Sigma |  | m | 1Cx2.5mm² CU/PVC Cable
| LV | Power distribution | CU/PVC | 1C | 2.5mm² | Black | Sigma |  | m | 1Cx2.5mm² CU/PVC Cable
| LV | Power distribution | CU/PVC | 1C | 2.5mm² | Grey | Sigma |  | m | 1Cx2.5mm² CU/PVC Cable
| LV | Power distribution | CU/PVC | 1C | 2.5mm² | Blue | Sigma |  | m | 1Cx2.5mm² CU/PVC Cable
| LV | Power distribution | CU/PVC | 1C | 2.5mm² | Green-and-Yellow | Sigma |  | m | 1Cx2.5mm² CU/PVC Cable
| LV | Power distribution | CU/PVC | 1C | 4mm² | Brown | Sigma |  | m | 1Cx4mm² CU/PVC Cable
| LV | Power distribution | CU/PVC | 1C | 4mm² | Black | Sigma |  | m | 1Cx4mm² CU/PVC Cable
| LV | Power distribution | CU/PVC | 1C | 4mm² | Grey | Sigma |  | m | 1Cx4mm² CU/PVC Cable
| LV | Power distribution | CU/PVC | 1C | 4mm² | Blue | Sigma |  | m | 1Cx4mm² CU/PVC Cable
| LV | Power distribution | CU/PVC | 1C | 4mm² | Green-and-Yellow | Sigma |  | m | 1Cx4mm² CU/PVC Cable
| LV | Power distribution | CU/PVC | 1C | 6mm² | Brown | Sigma |  | m | 1Cx6mm² CU/PVC Cable
| LV | Power distribution | CU/PVC | 1C | 6mm² | Black | Sigma |  | m | 1Cx6mm² CU/PVC Cable
| LV | Power distribution | CU/PVC | 1C | 6mm² | Grey | Sigma |  | m | 1Cx6mm² CU/PVC Cable
| LV | Power distribution | CU/PVC | 1C | 6mm² | Blue | Sigma |  | m | 1Cx6mm² CU/PVC Cable
| LV | Power distribution | CU/PVC | 1C | 6mm² | Green-and-Yellow | Sigma |  | m | 1Cx6mm² CU/PVC Cable
| LV | Power distribution | CU/PVC | 1C | 10mm² | Brown | Sigma |  | m | 1Cx10mm² CU/PVC Cable
| LV | Power distribution | CU/PVC | 1C | 10mm² | Black | Sigma |  | m | 1Cx10mm² CU/PVC Cable
| LV | Power distribution | CU/PVC | 1C | 10mm² | Grey | Sigma |  | m | 1Cx10mm² CU/PVC Cable
| LV | Power distribution | CU/PVC | 1C | 10mm² | Blue | Sigma |  | m | 1Cx10mm² CU/PVC Cable
| LV | Power distribution | CU/PVC | 1C | 10mm² | Green-and-Yellow | Sigma |  | m | 1Cx10mm² CU/PVC Cable
| LV | Power distribution | CU/PVC | 1C | 16mm² | Brown | Sigma |  | m | 1Cx16mm² CU/PVC Cable
| LV | Power distribution | CU/PVC | 1C | 16mm² | Black | Sigma |  | m | 1Cx16mm² CU/PVC Cable
| LV | Power distribution | CU/PVC | 1C | 16mm² | Grey | Sigma |  | m | 1Cx16mm² CU/PVC Cable
| LV | Power distribution | CU/PVC | 1C | 16mm² | Blue | Sigma |  | m | 1Cx16mm² CU/PVC Cable
| LV | Power distribution | CU/PVC | 1C | 16mm² | Green-and-Yellow | Sigma |  | m | 1Cx16mm² CU/PVC Cable
| LV | Power distribution | CU/PVC | 1C | 25mm² | Brown | Sigma |  | m | 1Cx25mm² CU/PVC Cable
| LV | Power distribution | CU/PVC | 1C | 25mm² | Black | Sigma |  | m | 1Cx25mm² CU/PVC Cable
| LV | Power distribution | CU/PVC | 1C | 25mm² | Grey | Sigma |  | m | 1Cx25mm² CU/PVC Cable
| LV | Power distribution | CU/PVC | 1C | 25mm² | Blue | Sigma |  | m | 1Cx25mm² CU/PVC Cable
| LV | Power distribution | CU/PVC | 1C | 25mm² | Green-and-Yellow | Sigma |  | m | 1Cx25mm² CU/PVC Cable
| LV | Power distribution | CU/PVC | 1C | 35mm² | Brown | Sigma |  | m | 1Cx35mm² CU/PVC Cable
| LV | Power distribution | CU/PVC | 1C | 35mm² | Black | Sigma |  | m | 1Cx35mm² CU/PVC Cable
| LV | Power distribution | CU/PVC | 1C | 35mm² | Grey | Sigma |  | m | 1Cx35mm² CU/PVC Cable
| LV | Power distribution | CU/PVC | 1C | 35mm² | Blue | Sigma |  | m | 1Cx35mm² CU/PVC Cable
| LV | Power distribution | CU/PVC | 1C | 35mm² | Green-and-Yellow | Sigma |  | m | 1Cx35mm² CU/PVC Cable
| LV | Power distribution | CU/PVC | 1C | 50mm² | Brown | Sigma |  | m | 1Cx50mm² CU/PVC Cable
| LV | Power distribution | CU/PVC | 1C | 50mm² | Black | Sigma |  | m | 1Cx50mm² CU/PVC Cable
| LV | Power distribution | CU/PVC | 1C | 50mm² | Grey | Sigma |  | m | 1Cx50mm² CU/PVC Cable
| LV | Power distribution | CU/PVC | 1C | 50mm² | Blue | Sigma |  | m | 1Cx50mm² CU/PVC Cable
| LV | Power distribution | CU/PVC | 1C | 50mm² | Green-and-Yellow | Sigma |  | m | 1Cx50mm² CU/PVC Cable
| LV | Power distribution | CU/PVC | 1C | 70mm² | Brown | Sigma |  | m | 1Cx70mm² CU/PVC Cable
| LV | Power distribution | CU/PVC | 1C | 70mm² | Black | Sigma |  | m | 1Cx70mm² CU/PVC Cable
| LV | Power distribution | CU/PVC | 1C | 70mm² | Grey | Sigma |  | m | 1Cx70mm² CU/PVC Cable
| LV | Power distribution | CU/PVC | 1C | 70mm² | Blue | Sigma |  | m | 1Cx70mm² CU/PVC Cable
| LV | Power distribution | CU/PVC | 1C | 70mm² | Green-and-Yellow | Sigma |  | m | 1Cx70mm² CU/PVC Cable
| LV | Power distribution | CU/PVC | 1C | 95mm² | Brown | Sigma |  | m | 1Cx95mm² CU/PVC Cable
| LV | Power distribution | CU/PVC | 1C | 95mm² | Black | Sigma |  | m | 1Cx95mm² CU/PVC Cable
| LV | Power distribution | CU/PVC | 1C | 95mm² | Grey | Sigma |  | m | 1Cx95mm² CU/PVC Cable
| LV | Power distribution | CU/PVC | 1C | 95mm² | Blue | Sigma |  | m | 1Cx95mm² CU/PVC Cable
| LV | Power distribution | CU/PVC | 1C | 95mm² | Green-and-Yellow | Sigma |  | m | 1Cx95mm² CU/PVC Cable
| LV | Power distribution | CU/PVC | 1C | 120mm² | Brown | Sigma |  | m | 1Cx120mm² CU/PVC Cable
| LV | Power distribution | CU/PVC | 1C | 120mm² | Black | Sigma |  | m | 1Cx120mm² CU/PVC Cable
| LV | Power distribution | CU/PVC | 1C | 120mm² | Grey | Sigma |  | m | 1Cx120mm² CU/PVC Cable
| LV | Power distribution | CU/PVC | 1C | 120mm² | Blue | Sigma |  | m | 1Cx120mm² CU/PVC Cable
| LV | Power distribution | CU/PVC | 1C | 20mm² | Green-and-Yellow | Sigma |  | m | 1Cx120mm² CU/PVC Cable
| LV | Power distribution | CU/PVC | 1C | 150mm² | Brown | Sigma |  | m | 1Cx150mm² CU/PVC Cable
| LV | Power distribution | CU/PVC | 1C | 150mm² | Black | Sigma |  | m | 1Cx150mm² CU/PVC Cable
| LV | Power distribution | CU/PVC | 1C | 150mm² | Grey | Sigma |  | m | 1Cx150mm² CU/PVC Cable
| LV | Power distribution | CU/PVC | 1C | 150mm² | Blue | Sigma |  | m | 1Cx150mm² CU/PVC Cable
| LV | Power distribution | CU/PVC | 1C | 150mm² | Green-and-Yellow | Sigma |  | m | 1Cx150mm² CU/PVC Cable
| LV | Power distribution | CU/PVC | 1C | 185mm² | Brown | Sigma |  | m | 1Cx185mm² CU/PVC Cable
| LV | Power distribution | CU/PVC | 1C | 185mm² | Black | Sigma |  | m | 1Cx185mm² CU/PVC Cable
| LV | Power distribution | CU/PVC | 1C | 185mm² | Grey | Sigma |  | m | 1Cx185mm² CU/PVC Cable
| LV | Power distribution | CU/PVC | 1C | 185mm² | Blue | Sigma |  | m | 1Cx185mm² CU/PVC Cable
| LV | Power distribution | CU/PVC | 1C | 185mm² | Green-and-Yellow | Sigma |  | m | 1Cx185mm² CU/PVC Cable
| LV | Power distribution | CU/PVC | 1C | 240mm² | Brown | Sigma |  | m | 1Cx240mm² CU/PVC Cable
| LV | Power distribution | CU/PVC | 1C | 240mm² | Black | Sigma |  | m | 1Cx240mm² CU/PVC Cable
| LV | Power distribution | CU/PVC | 1C | 240mm² | Grey | Sigma |  | m | 1Cx240mm² CU/PVC Cable
| LV | Power distribution | CU/PVC | 1C | 240mm² | Blue | Sigma |  | m | 1Cx240mm² CU/PVC Cable
| LV | Power distribution | CU/PVC | 1C | 240mm² | Green-and-Yellow | Sigma |  | m | 1Cx240mm² CU/PVC Cable
| LV | Power distribution | CU/PVC | 1C | 300mm² | Brown | Sigma |  | m | 1Cx300mm² CU/PVC Cable
| LV | Power distribution | CU/PVC | 1C | 300mm² | Black | Sigma |  | m | 1Cx300mm² CU/PVC Cable
| LV | Power distribution | CU/PVC | 1C | 300mm² | Grey | Sigma |  | m | 1Cx300mm² CU/PVC Cable
| LV | Power distribution | CU/PVC | 1C | 300mm² | Blue | Sigma |  | m | 1Cx300mm² CU/PVC Cable
| LV | Power distribution | CU/PVC | 1C | 300mm² | Green-and-Yellow | Sigma |  | m | 1Cx300mm² CU/PVC Cable
| LV | Power distribution | CU/PVC | 1C | 400mm² | Brown | Sigma |  | m | 1Cx400mm² CU/PVC Cable
| LV | Power distribution | CU/PVC | 1C | 400mm² | Black | Sigma |  | m | 1Cx400mm² CU/PVC Cable
| LV | Power distribution | CU/PVC | 1C | 400mm² | Grey | Sigma |  | m | 1Cx400mm² CU/PVC Cable
| LV | Power distribution | CU/PVC | 1C | 400mm² | Blue | Sigma |  | m | 1Cx400mm² CU/PVC Cable
| LV | Power distribution | CU/PVC | 1C | 400mm² | Green-and-Yellow | Sigma |  | m | 1Cx400mm² CU/PVC Cable
| LV | Power distribution | CU/PVC/PVC | 1C | 1.5mm² | Brown | Sigma |  | m | 1Cx1.5mm² CU/PVC/PVC Cable |  |  |  |  | Grey or Black
| LV | Power distribution | CU/PVC/PVC | 1C | 1.5mm² | Black | Sigma |  | m | 1Cx1.5mm² CU/PVC/PVC Cable |  |  |  |  | Grey or Black
| LV | Power distribution | CU/PVC/PVC | 1C | 1.5mm² | Grey | Sigma |  | m | 1Cx1.5mm² CU/PVC/PVC Cable |  |  |  |  | Grey or Black
| LV | Power distribution | CU/PVC/PVC | 1C | 1.5mm² | Blue | Sigma |  | m | 1Cx1.5mm² CU/PVC/PVC Cable |  |  |  |  | Grey or Black
| LV | Power distribution | CU/PVC/PVC | 1C | 1.5mm² | Green-and-Yellow | Sigma |  | m | 1Cx1.5mm² CU/PVC/PVC Cable |  |  |  |  | Grey or Black
| LV | Power distribution | CU/PVC/PVC | 1C | 2.5mm² | Brown | Sigma |  | m | 1Cx2.5mm² CU/PVC/PVC Cable |  |  |  |  | Grey or Black
| LV | Power distribution | CU/PVC/PVC | 1C | 2.5mm² | Black | Sigma |  | m | 1Cx2.5mm² CU/PVC/PVC Cable |  |  |  |  | Grey or Black
| LV | Power distribution | CU/PVC/PVC | 1C | 2.5mm² | Grey | Sigma |  | m | 1Cx2.5mm² CU/PVC/PVC Cable |  |  |  |  | Grey or Black
| LV | Power distribution | CU/PVC/PVC | 1C | 2.5mm² | Blue | Sigma |  | m | 1Cx2.5mm² CU/PVC/PVC Cable |  |  |  |  | Grey or Black
| LV | Power distribution | CU/PVC/PVC | 1C | 2.5mm² | Green-and-Yellow | Sigma |  | m | 1Cx2.5mm² CU/PVC/PVC Cable |  |  |  |  | Grey or Black
| LV | Power distribution | CU/PVC/PVC | 1C | 4mm² | Brown | Sigma |  | m | 1Cx4mm² CU/PVC/PVC Cable |  |  |  |  | Grey or Black
| LV | Power distribution | CU/PVC/PVC | 1C | 4mm² | Black | Sigma |  | m | 1Cx4mm² CU/PVC/PVC Cable |  |  |  |  | Grey or Black
| LV | Power distribution | CU/PVC/PVC | 1C | 4mm² | Grey | Sigma |  | m | 1Cx4mm² CU/PVC/PVC Cable |  |  |  |  | Grey or Black
| LV | Power distribution | CU/PVC/PVC | 1C | 4mm² | Blue | Sigma |  | m | 1Cx4mm² CU/PVC/PVC Cable |  |  |  |  | Grey or Black
| LV | Power distribution | CU/PVC/PVC | 1C | 4mm² | Green-and-Yellow | Sigma |  | m | 1Cx4mm² CU/PVC/PVC Cable |  |  |  |  | Grey or Black
| LV | Power distribution | CU/PVC/PVC | 1C | 6mm² | Brown | Sigma |  | m | 1Cx6mm² CU/PVC/PVC Cable |  |  |  |  | Grey or Black
| LV | Power distribution | CU/PVC/PVC | 1C | 6mm² | Black | Sigma |  | m | 1Cx6mm² CU/PVC/PVC Cable |  |  |  |  | Grey or Black
| LV | Power distribution | CU/PVC/PVC | 1C | 6mm² | Grey | Sigma |  | m | 1Cx6mm² CU/PVC/PVC Cable |  |  |  |  | Grey or Black
| LV | Power distribution | CU/PVC/PVC | 1C | 6mm² | Blue | Sigma |  | m | 1Cx6mm² CU/PVC/PVC Cable |  |  |  |  | Grey or Black
| LV | Power distribution | CU/PVC/PVC | 1C | 6mm² | Green-and-Yellow | Sigma |  | m | 1Cx6mm² CU/PVC/PVC Cable |  |  |  |  | Grey or Black
| LV | Power distribution | CU/PVC/PVC | 1C | 10mm² | Brown | Sigma |  | m | 1Cx10mm² CU/PVC/PVC Cable |  |  |  |  | Grey or Black
| LV | Power distribution | CU/PVC/PVC | 1C | 10mm² | Black | Sigma |  | m | 1Cx10mm² CU/PVC/PVC Cable |  |  |  |  | Grey or Black
| LV | Power distribution | CU/PVC/PVC | 1C | 10mm² | Grey | Sigma |  | m | 1Cx10mm² CU/PVC/PVC Cable |  |  |  |  | Grey or Black
| LV | Power distribution | CU/PVC/PVC | 1C | 10mm² | Blue | Sigma |  | m | 1Cx10mm² CU/PVC/PVC Cable |  |  |  |  | Grey or Black
| LV | Power distribution | CU/PVC/PVC | 1C | 10mm² | Green-and-Yellow | Sigma |  | m | 1Cx10mm² CU/PVC/PVC Cable |  |  |  |  | Grey or Black
| LV | Power distribution | CU/PVC/PVC | 1C | 16mm² | Brown | Sigma |  | m | 1Cx16mm² CU/PVC/PVC Cable |  |  |  |  | Grey or Black
| LV | Power distribution | CU/PVC/PVC | 1C | 16mm² | Black | Sigma |  | m | 1Cx16mm² CU/PVC/PVC Cable |  |  |  |  | Grey or Black
| LV | Power distribution | CU/PVC/PVC | 1C | 16mm² | Grey | Sigma |  | m | 1Cx16mm² CU/PVC/PVC Cable |  |  |  |  | Grey or Black
| LV | Power distribution | CU/PVC/PVC | 1C | 16mm² | Blue | Sigma |  | m | 1Cx16mm² CU/PVC/PVC Cable |  |  |  |  | Grey or Black
| LV | Power distribution | CU/PVC/PVC | 1C | 16mm² | Green-and-Yellow | Sigma |  | m | 1Cx16mm² CU/PVC/PVC Cable |  |  |  |  | Grey or Black
| LV | Power distribution | CU/PVC/PVC | 1C | 25mm² | Brown | Sigma |  | m | 1Cx25mm² CU/PVC/PVC Cable |  |  |  |  | Grey or Black
| LV | Power distribution | CU/PVC/PVC | 1C | 25mm² | Black | Sigma |  | m | 1Cx25mm² CU/PVC/PVC Cable |  |  |  |  | Grey or Black
| LV | Power distribution | CU/PVC/PVC | 1C | 25mm² | Grey | Sigma |  | m | 1Cx25mm² CU/PVC/PVC Cable |  |  |  |  | Grey or Black
| LV | Power distribution | CU/PVC/PVC | 1C | 25mm² | Blue | Sigma |  | m | 1Cx25mm² CU/PVC/PVC Cable |  |  |  |  | Grey or Black
| LV | Power distribution | CU/PVC/PVC | 1C | 25mm² | Green-and-Yellow | Sigma |  | m | 1Cx25mm² CU/PVC/PVC Cable |  |  |  |  | Grey or Black
| LV | Power distribution | CU/PVC/PVC | 1C | 35mm² | Brown | Sigma |  | m | 1Cx35mm² CU/PVC/PVC Cable |  |  |  |  | Grey or Black
| LV | Power distribution | CU/PVC/PVC | 1C | 35mm² | Black | Sigma |  | m | 1Cx35mm² CU/PVC/PVC Cable |  |  |  |  | Grey or Black
| LV | Power distribution | CU/PVC/PVC | 1C | 35mm² | Grey | Sigma |  | m | 1Cx35mm² CU/PVC/PVC Cable |  |  |  |  | Grey or Black
| LV | Power distribution | CU/PVC/PVC | 1C | 35mm² | Blue | Sigma |  | m | 1Cx35mm² CU/PVC/PVC Cable |  |  |  |  | Grey or Black
| LV | Power distribution | CU/PVC/PVC | 1C | 35mm² | Green-and-Yellow | Sigma |  | m | 1Cx35mm² CU/PVC/PVC Cable |  |  |  |  | Grey or Black
| LV | Power distribution | CU/PVC/PVC | 1C | 50mm² | Brown | Sigma |  | m | 1Cx50mm² CU/PVC/PVC Cable |  |  |  |  | Grey or Black
| LV | Power distribution | CU/PVC/PVC | 1C | 50mm² | Black | Sigma |  | m | 1Cx50mm² CU/PVC/PVC Cable |  |  |  |  | Grey or Black
| LV | Power distribution | CU/PVC/PVC | 1C | 50mm² | Grey | Sigma |  | m | 1Cx50mm² CU/PVC/PVC Cable |  |  |  |  | Grey or Black
| LV | Power distribution | CU/PVC/PVC | 1C | 50mm² | Blue | Sigma |  | m | 1Cx50mm² CU/PVC/PVC Cable |  |  |  |  | Grey or Black
| LV | Power distribution | CU/PVC/PVC | 1C | 50mm² | Green-and-Yellow | Sigma |  | m | 1Cx50mm² CU/PVC/PVC Cable |  |  |  |  | Grey or Black
| LV | Power distribution | CU/PVC/PVC | 1C | 70mm² | Brown | Sigma |  | m | 1Cx70mm² CU/PVC/PVC Cable |  |  |  |  | Grey or Black
| LV | Power distribution | CU/PVC/PVC | 1C | 70mm² | Black | Sigma |  | m | 1Cx70mm² CU/PVC/PVC Cable |  |  |  |  | Grey or Black
| LV | Power distribution | CU/PVC/PVC | 1C | 70mm² | Grey | Sigma |  | m | 1Cx70mm² CU/PVC/PVC Cable |  |  |  |  | Grey or Black
| LV | Power distribution | CU/PVC/PVC | 1C | 70mm² | Blue | Sigma |  | m | 1Cx70mm² CU/PVC/PVC Cable |  |  |  |  | Grey or Black
| LV | Power distribution | CU/PVC/PVC | 1C | 70mm² | Green-and-Yellow | Sigma |  | m | 1Cx70mm² CU/PVC/PVC Cable |  |  |  |  | Grey or Black
| LV | Power distribution | CU/PVC/PVC | 1C | 95mm² | Brown | Sigma |  | m | 1Cx95mm² CU/PVC/PVC Cable |  |  |  |  | Grey or Black
| LV | Power distribution | CU/PVC/PVC | 1C | 95mm² | Black | Sigma |  | m | 1Cx95mm² CU/PVC/PVC Cable |  |  |  |  | Grey or Black
| LV | Power distribution | CU/PVC/PVC | 1C | 95mm² | Grey | Sigma |  | m | 1Cx95mm² CU/PVC/PVC Cable |  |  |  |  | Grey or Black
| LV | Power distribution | CU/PVC/PVC | 1C | 95mm² | Blue | Sigma |  | m | 1Cx95mm² CU/PVC/PVC Cable |  |  |  |  | Grey or Black
| LV | Power distribution | CU/PVC/PVC | 1C | 95mm² | Green-and-Yellow | Sigma |  | m | 1Cx95mm² CU/PVC/PVC Cable |  |  |  |  | Grey or Black
| LV | Power distribution | CU/PVC/PVC | 1C | 120mm² | Brown | Sigma |  | m | 1Cx120mm² CU/PVC/PVC Cable |  |  |  |  | Grey or Black
| LV | Power distribution | CU/PVC/PVC | 1C | 120mm² | Black | Sigma |  | m | 1Cx120mm² CU/PVC/PVC Cable |  |  |  |  | Grey or Black
| LV | Power distribution | CU/PVC/PVC | 1C | 120mm² | Grey | Sigma |  | m | 1Cx120mm² CU/PVC/PVC Cable |  |  |  |  | Grey or Black
| LV | Power distribution | CU/PVC/PVC | 1C | 120mm² | Blue | Sigma |  | m | 1Cx120mm² CU/PVC/PVC Cable |  |  |  |  | Grey or Black
| LV | Power distribution | CU/PVC/PVC | 1C | 120mm² | Green-and-Yellow | Sigma |  | m | 1Cx120mm² CU/PVC/PVC Cable |  |  |  |  | Grey or Black
| LV | Power distribution | CU/PVC/PVC | 1C | 150mm² | Brown | Sigma |  | m | 1Cx150mm² CU/PVC/PVC Cable |  |  |  |  | Grey or Black
| LV | Power distribution | CU/PVC/PVC | 1C | 150mm² | Black | Sigma |  | m | 1Cx150mm² CU/PVC/PVC Cable |  |  |  |  | Grey or Black
| LV | Power distribution | CU/PVC/PVC | 1C | 150mm² | Grey | Sigma |  | m | 1Cx150mm² CU/PVC/PVC Cable |  |  |  |  | Grey or Black
| LV | Power distribution | CU/PVC/PVC | 1C | 150mm² | Blue | Sigma |  | m | 1Cx150mm² CU/PVC/PVC Cable |  |  |  |  | Grey or Black
| LV | Power distribution | CU/PVC/PVC | 1C | 150mm² | Green-and-Yellow | Sigma |  | m | 1Cx150mm² CU/PVC/PVC Cable |  |  |  |  | Grey or Black
| LV | Power distribution | CU/PVC/PVC | 1C | 185mm² | Brown | Sigma |  | m | 1Cx185mm² CU/PVC/PVC Cable |  |  |  |  | Grey or Black
| LV | Power distribution | CU/PVC/PVC | 1C | 185mm² | Black | Sigma |  | m | 1Cx185mm² CU/PVC/PVC Cable |  |  |  |  | Grey or Black
| LV | Power distribution | CU/PVC/PVC | 1C | 185mm² | Grey | Sigma |  | m | 1Cx185mm² CU/PVC/PVC Cable |  |  |  |  | Grey or Black
| LV | Power distribution | CU/PVC/PVC | 1C | 185mm² | Blue | Sigma |  | m | 1Cx185mm² CU/PVC/PVC Cable |  |  |  |  | Grey or Black
| LV | Power distribution | CU/PVC/PVC | 1C | 185mm² | Green-and-Yellow | Sigma |  | m | 1Cx185mm² CU/PVC/PVC Cable |  |  |  |  | Grey or Black
| LV | Power distribution | CU/PVC/PVC | 1C | 240mm² | Brown | Sigma |  | m | 1Cx240mm² CU/PVC/PVC Cable |  |  |  |  | Grey or Black
| LV | Power distribution | CU/PVC/PVC | 1C | 240mm² | Black | Sigma |  | m | 1Cx240mm² CU/PVC/PVC Cable |  |  |  |  | Grey or Black
| LV | Power distribution | CU/PVC/PVC | 1C | 240mm² | Grey | Sigma |  | m | 1Cx240mm² CU/PVC/PVC Cable |  |  |  |  | Grey or Black
| LV | Power distribution | CU/PVC/PVC | 1C | 240mm² | Blue | Sigma |  | m | 1Cx240mm² CU/PVC/PVC Cable |  |  |  |  | Grey or Black
| LV | Power distribution | CU/PVC/PVC | 1C | 240mm² | Green-and-Yellow | Sigma |  | m | 1Cx240mm² CU/PVC/PVC Cable |  |  |  |  | Grey or Black
| LV | Power distribution | CU/PVC/PVC | 1C | 300mm² | Brown | Sigma |  | m | 1Cx300mm² CU/PVC/PVC Cable |  |  |  |  | Grey or Black
| LV | Power distribution | CU/PVC/PVC | 1C | 300mm² | Black | Sigma |  | m | 1Cx300mm² CU/PVC/PVC Cable |  |  |  |  | Grey or Black
| LV | Power distribution | CU/PVC/PVC | 1C | 300mm² | Grey | Sigma |  | m | 1Cx300mm² CU/PVC/PVC Cable |  |  |  |  | Grey or Black
| LV | Power distribution | CU/PVC/PVC | 1C | 300mm² | Blue | Sigma |  | m | 1Cx300mm² CU/PVC/PVC Cable |  |  |  |  | Grey or Black
| LV | Power distribution | CU/PVC/PVC | 1C | 300mm² | Green-and-Yellow | Sigma |  | m | 1Cx300mm² CU/PVC/PVC Cable |  |  |  |  | Grey or Black
| LV | Power distribution | CU/PVC/PVC | 1C | 400mm² | Brown | Sigma |  | m | 1Cx400mm² CU/PVC/PVC Cable |  |  |  |  | Grey or Black
| LV | Power distribution | CU/PVC/PVC | 1C | 400mm² | Black | Sigma |  | m | 1Cx400mm² CU/PVC/PVC Cable |  |  |  |  | Grey or Black
| LV | Power distribution | CU/PVC/PVC | 1C | 400mm² | Grey | Sigma |  | m | 1Cx400mm² CU/PVC/PVC Cable |  |  |  |  | Grey or Black
| LV | Power distribution | CU/PVC/PVC | 1C | 400mm² | Blue | Sigma |  | m | 1Cx400mm² CU/PVC/PVC Cable |  |  |  |  | Grey or Black
| LV | Power distribution | CU/PVC/PVC | 1C | 400mm² | Green-and-Yellow | Sigma |  | m | 1Cx400mm² CU/PVC/PVC Cable |  |  |  |  | Grey or Black
| LV | Power distribution | CU/PVC/PVC | 2C | 1.5mm² | Brown, Blue | Sigma |  | m | 2Cx1.5mm² CU/PVC/PVC Cable |  |  |  |  | Black
| LV | Power distribution | CU/PVC/PVC | 2C | 2.5mm² | Brown, Blue | Sigma |  | m | 2Cx2.5mm² CU/PVC/PVC Cable |  |  |  |  | Black
| LV | Power distribution | CU/PVC/PVC | 2C | 4mm² | Brown, Blue | Sigma |  | m | 2Cx4mm² CU/PVC/PVC Cable |  |  |  |  | Black
| LV | Power distribution | CU/PVC/PVC | 2C | 6mm² | Brown, Blue | Sigma |  | m | 2Cx6mm² CU/PVC/PVC Cable |  |  |  |  | Black
| LV | Power distribution | CU/PVC/PVC | 2C | 10mm² | Brown, Blue | Sigma |  | m | 2Cx10mm² CU/PVC/PVC Cable |  |  |  |  | Black
| LV | Power distribution | CU/PVC/PVC | 2C | 16mm² | Brown, Blue | Sigma |  | m | 2Cx16mm² CU/PVC/PVC Cable |  |  |  |  | Black
| LV | Power distribution | CU/PVC/PVC | 2C | 25mm² | Brown, Blue | Sigma |  | m | 2Cx25mm² CU/PVC/PVC Cable |  |  |  |  | Black
| LV | Power distribution | CU/PVC/PVC | 2C | 35mm² | Brown, Blue | Sigma |  | m | 2Cx35mm² CU/PVC/PVC Cable |  |  |  |  | Black
| LV | Power distribution | CU/PVC/PVC | 2C | 50mm² | Brown, Blue | Sigma |  | m | 2Cx50mm² CU/PVC/PVC Cable |  |  |  |  | Black
| LV | Power distribution | CU/PVC/PVC | 2C | 70mm² | Brown, Blue | Sigma |  | m | 2Cx70mm² CU/PVC/PVC Cable |  |  |  |  | Black
| LV | Power distribution | CU/PVC/PVC | 2C | 95mm² | Brown, Blue | Sigma |  | m | 2Cx95mm² CU/PVC/PVC Cable |  |  |  |  | Black
| LV | Power distribution | CU/PVC/PVC | 2C | 120mm² | Brown, Blue | Sigma |  | m | 2Cx120mm² CU/PVC/PVC Cable |  |  |  |  | Black
| LV | Power distribution | CU/PVC/PVC | 2C | 150mm² | Brown, Blue | Sigma |  | m | 2Cx150mm² CU/PVC/PVC Cable |  |  |  |  | Black
| LV | Power distribution | CU/PVC/PVC | 2C | 185mm² | Brown, Blue | Sigma |  | m | 2Cx185mm² CU/PVC/PVC Cable |  |  |  |  | Black
| LV | Power distribution | CU/PVC/PVC | 2C | 240mm² | Brown, Blue | Sigma |  | m | 2Cx240mm² CU/PVC/PVC Cable |  |  |  |  | Black
| LV | Power distribution | CU/PVC/PVC | 2C | 300mm² | Brown, Blue | Sigma |  | m | 2Cx300mm² CU/PVC/PVC Cable |  |  |  |  | Black
| LV | Power distribution | CU/PVC/PVC | 2C | 400mm² | Brown, Blue | Sigma |  | m | 2Cx400mm² CU/PVC/PVC Cable |  |  |  |  | Black
| LV | Power distribution | CU/PVC/PVC | 3C | 1.5mm² | Brown, Black, Grey | Sigma |  | m | 3Cx1.5mm² CU/PVC/PVC Cable |  |  |  |  | Black
| LV | Power distribution | CU/PVC/PVC | 3C | 2.5mm² | Brown, Black, Grey | Sigma |  | m | 3Cx2.5mm² CU/PVC/PVC Cable |  |  |  |  | Black
| LV | Power distribution | CU/PVC/PVC | 3C | 4mm² | Brown, Black, Grey | Sigma |  | m | 3Cx4mm² CU/PVC/PVC Cable |  |  |  |  | Black
| LV | Power distribution | CU/PVC/PVC | 3C | 6mm² | Brown, Black, Grey | Sigma |  | m | 3Cx6mm² CU/PVC/PVC Cable |  |  |  |  | Black
| LV | Power distribution | CU/PVC/PVC | 3C | 10mm² | Brown, Black, Grey | Sigma |  | m | 3Cx10mm² CU/PVC/PVC Cable |  |  |  |  | Black
| LV | Power distribution | CU/PVC/PVC | 3C | 16mm² | Brown, Black, Grey | Sigma |  | m | 3Cx16mm² CU/PVC/PVC Cable |  |  |  |  | Black
| LV | Power distribution | CU/PVC/PVC | 3C | 25mm² | Brown, Black, Grey | Sigma |  | m | 3Cx25mm² CU/PVC/PVC Cable |  |  |  |  | Black
| LV | Power distribution | CU/PVC/PVC | 3C | 35mm² | Brown, Black, Grey | Sigma |  | m | 3Cx35mm² CU/PVC/PVC Cable |  |  |  |  | Black
| LV | Power distribution | CU/PVC/PVC | 3C | 50mm² | Brown, Black, Grey | Sigma |  | m | 3Cx50mm² CU/PVC/PVC Cable |  |  |  |  | Black
| LV | Power distribution | CU/PVC/PVC | 3C | 70mm² | Brown, Black, Grey | Sigma |  | m | 3Cx70mm² CU/PVC/PVC Cable |  |  |  |  | Black
| LV | Power distribution | CU/PVC/PVC | 3C | 95mm² | Brown, Black, Grey | Sigma |  | m | 3Cx95mm² CU/PVC/PVC Cable |  |  |  |  | Black
| LV | Power distribution | CU/PVC/PVC | 3C | 120mm² | Brown, Black, Grey | Sigma |  | m | 3Cx120mm² CU/PVC/PVC Cable |  |  |  |  | Black
| LV | Power distribution | CU/PVC/PVC | 3C | 150mm² | Brown, Black, Grey | Sigma |  | m | 3Cx150mm² CU/PVC/PVC Cable |  |  |  |  | Black
| LV | Power distribution | CU/PVC/PVC | 3C | 185mm² | Brown, Black, Grey | Sigma |  | m | 3Cx185mm² CU/PVC/PVC Cable |  |  |  |  | Black
| LV | Power distribution | CU/PVC/PVC | 3C | 240mm² | Brown, Black, Grey | Sigma |  | m | 3Cx240mm² CU/PVC/PVC Cable |  |  |  |  | Black
| LV | Power distribution | CU/PVC/PVC | 3C | 300mm² | Brown, Black, Grey | Sigma |  | m | 3Cx300mm² CU/PVC/PVC Cable |  |  |  |  | Black
| LV | Power distribution | CU/PVC/PVC | 3C | 400mm² | Brown, Black, Grey | Sigma |  | m | 3Cx400mm² CU/PVC/PVC Cable |  |  |  |  | Black
| LV | Power distribution | CU/PVC/PVC | 4C | 1.5mm² | Brown, Black, Grey, Blue | Sigma |  | m | 4Cx1.5mm² CU/PVC/PVC Cable |  |  |  |  | Black
| LV | Power distribution | CU/PVC/PVC | 4C | 2.5mm² | Brown, Black, Grey, Blue | Sigma |  | m | 4Cx2.5mm² CU/PVC/PVC Cable |  |  |  |  | Black
| LV | Power distribution | CU/PVC/PVC | 4C | 4mm² | Brown, Black, Grey, Blue | Sigma |  | m | 4Cx4mm² CU/PVC/PVC Cable |  |  |  |  | Black
| LV | Power distribution | CU/PVC/PVC | 4C | 6mm² | Brown, Black, Grey, Blue | Sigma |  | m | 4Cx6mm² CU/PVC/PVC Cable |  |  |  |  | Black
| LV | Power distribution | CU/PVC/PVC | 4C | 10mm² | Brown, Black, Grey, Blue | Sigma |  | m | 4Cx10mm² CU/PVC/PVC Cable |  |  |  |  | Black
| LV | Power distribution | CU/PVC/PVC | 4C | 16mm² | Brown, Black, Grey, Blue | Sigma |  | m | 4Cx16mm² CU/PVC/PVC Cable |  |  |  |  | Black
| LV | Power distribution | CU/PVC/PVC | 4C | 25mm² | Brown, Black, Grey, Blue | Sigma |  | m | 4Cx25mm² CU/PVC/PVC Cable |  |  |  |  | Black
| LV | Power distribution | CU/PVC/PVC | 4C | 35mm² | Brown, Black, Grey, Blue | Sigma |  | m | 4Cx35mm² CU/PVC/PVC Cable |  |  |  |  | Black
| LV | Power distribution | CU/PVC/PVC | 4C | 50mm² | Brown, Black, Grey, Blue | Sigma |  | m | 4Cx50mm² CU/PVC/PVC Cable |  |  |  |  | Black
| LV | Power distribution | CU/PVC/PVC | 4C | 70mm² | Brown, Black, Grey, Blue | Sigma |  | m | 4Cx70mm² CU/PVC/PVC Cable |  |  |  |  | Black
| LV | Power distribution | CU/PVC/PVC | 4C | 95mm² | Brown, Black, Grey, Blue | Sigma |  | m | 4Cx95mm² CU/PVC/PVC Cable |  |  |  |  | Black
| LV | Power distribution | CU/PVC/PVC | 4C | 120mm² | Brown, Black, Grey, Blue | Sigma |  | m | 4Cx120mm² CU/PVC/PVC Cable |  |  |  |  | Black
| LV | Power distribution | CU/PVC/PVC | 4C | 150mm² | Brown, Black, Grey, Blue | Sigma |  | m | 4Cx150mm² CU/PVC/PVC Cable |  |  |  |  | Black
| LV | Power distribution | CU/PVC/PVC | 4C | 185mm² | Brown, Black, Grey, Blue | Sigma |  | m | 4Cx185mm² CU/PVC/PVC Cable |  |  |  |  | Black
| LV | Power distribution | CU/PVC/PVC | 4C | 240mm² | Brown, Black, Grey, Blue | Sigma |  | m | 4Cx240mm² CU/PVC/PVC Cable |  |  |  |  | Black
| LV | Power distribution | CU/PVC/PVC | 4C | 300mm² | Brown, Black, Grey, Blue | Sigma |  | m | 4Cx300mm² CU/PVC/PVC Cable |  |  |  |  | Black
| LV | Power distribution | CU/PVC/PVC | 4C | 400mm² | Brown, Black, Grey, Blue | Sigma |  | m | 4Cx400mm² CU/PVC/PVC Cable |  |  |  |  | Black
| LV | Power distribution | AWA | 1C | 50mm² | Brown | Sigma |  | m | 1Cx50mm² AWA Cable |  |  |  |  | Black
| LV | Power distribution | AWA | 1C | 50mm² | Blue | Sigma |  | m | 1Cx50mm² AWA Cable |  |  |  |  | Black
| LV | Power distribution | AWA | 1C | 70mm² | Brown | Sigma |  | m | 1Cx70mm² AWA Cable |  |  |  |  | Black
| LV | Power distribution | AWA | 1C | 70mm² | Blue | Sigma |  | m | 1Cx70mm² AWA Cable |  |  |  |  | Black
| LV | Power distribution | AWA | 1C | 95mm² | Brown | Sigma |  | m | 1Cx95mm² AWA Cable |  |  |  |  | Black
| LV | Power distribution | AWA | 1C | 95mm² | Blue | Sigma |  | m | 1Cx95mm² AWA Cable |  |  |  |  | Black
| LV | Power distribution | AWA | 1C | 120mm² | Brown | Sigma |  | m | 1Cx120mm² AWA Cable |  |  |  |  | Black
| LV | Power distribution | AWA | 1C | 120mm² | Blue | Sigma |  | m | 1Cx120mm² AWA Cable |  |  |  |  | Black
| LV | Power distribution | AWA | 1C | 150mm² | Brown | Sigma |  | m | 1Cx150mm² AWA Cable |  |  |  |  | Black
| LV | Power distribution | AWA | 1C | 150mm² | Blue | Sigma |  | m | 1Cx150mm² AWA Cable |  |  |  |  | Black
| LV | Power distribution | AWA | 1C | 185mm² | Brown | Sigma |  | m | 1Cx185mm² AWA Cable |  |  |  |  | Black
| LV | Power distribution | AWA | 1C | 185mm² | Blue | Sigma |  | m | 1Cx185mm² AWA Cable |  |  |  |  | Black
| LV | Power distribution | AWA | 1C | 240mm² | Brown | Sigma |  | m | 1Cx240mm² AWA Cable |  |  |  |  | Black
| LV | Power distribution | AWA | 1C | 240mm² | Blue | Sigma |  | m | 1Cx240mm² AWA Cable |  |  |  |  | Black
| LV | Power distribution | AWA | 1C | 300mm² | Brown | Sigma |  | m | 1Cx300mm² AWA Cable |  |  |  |  | Black
| LV | Power distribution | AWA | 1C | 300mm² | Blue | Sigma |  | m | 1Cx300mm² AWA Cable |  |  |  |  | Black
| LV | Power distribution | AWA | 1C | 400mm² | Brown | Sigma |  | m | 1Cx400mm² AWA Cable |  |  |  |  | Black
| LV | Power distribution | AWA | 1C | 400mm² | Blue | Sigma |  | m | 1Cx400mm² AWA Cable |  |  |  |  | Black
| LV | Power distribution | SWA | 2C | 1.5mm² | Brown, Blue | Sigma |  | m | 2Cx1.5mm² SWA Cable |  |  |  |  | Black
| LV | Power distribution | SWA | 2C | 1.5mm² | Brown, Blue | Sigma |  | m | 2Cx2.5mm² SWA Cable |  |  |  |  | Black
| LV | Power distribution | SWA | 2C | 2.5mm² | Brown, Blue | Sigma |  | m | 2Cx4mm² SWA Cable |  |  |  |  | Black
| LV | Power distribution | SWA | 2C | 2.5mm² | Brown, Blue | Sigma |  | m | 2Cx6mm² SWA Cable |  |  |  |  | Black
| LV | Power distribution | SWA | 2C | 4mm² | Brown, Blue | Sigma |  | m | 2Cx10mm² SWA Cable |  |  |  |  | Black
| LV | Power distribution | SWA | 2C | 4mm² | Brown, Blue | Sigma |  | m | 2Cx16mm² SWA Cable |  |  |  |  | Black
| LV | Power distribution | SWA | 2C | 6mm² | Brown, Blue | Sigma |  | m | 2Cx25mm² SWA Cable |  |  |  |  | Black
| LV | Power distribution | SWA | 2C | 6mm² | Brown, Blue | Sigma |  | m | 2Cx35mm² SWA Cable |  |  |  |  | Black
| LV | Power distribution | SWA | 2C | 10mm² | Brown, Blue | Sigma |  | m | 2Cx50mm² SWA Cable |  |  |  |  | Black
| LV | Power distribution | SWA | 2C | 10mm² | Brown, Blue | Sigma |  | m | 2Cx70mm² SWA Cable |  |  |  |  | Black
| LV | Power distribution | SWA | 2C | 16mm² | Brown, Blue | Sigma |  | m | 2Cx95mm² SWA Cable |  |  |  |  | Black
| LV | Power distribution | SWA | 2C | 16mm² | Brown, Blue | Sigma |  | m | 2Cx120mm² SWA Cable |  |  |  |  | Black
| LV | Power distribution | SWA | 2C | 25mm² | Brown, Blue | Sigma |  | m | 2Cx150mm² SWA Cable |  |  |  |  | Black
| LV | Power distribution | SWA | 2C | 25mm² | Brown, Blue | Sigma |  | m | 2Cx185mm² SWA Cable |  |  |  |  | Black
| LV | Power distribution | SWA | 2C | 35mm² | Brown, Blue | Sigma |  | m | 2Cx240mm² SWA Cable |  |  |  |  | Black
| LV | Power distribution | SWA | 2C | 35mm² | Brown, Blue | Sigma |  | m | 2Cx300mm² SWA Cable |  |  |  |  | Black
| LV | Power distribution | SWA | 2C | 50mm² | Brown, Blue | Sigma |  | m | 2Cx400mm² SWA Cable |  |  |  |  | Black
LV
LV
| LV | Power distribution | SWA | 3C | 1.5mm² | Brown, Black, Grey | Sigma |  | m | 3Cx1.5mm² SWA Cable |  |  |  |  | Black
| LV | Power distribution | SWA | 3C | 1.5mm² | Brown, Black, Grey | Sigma |  | m | 3Cx2.5mm² SWA Cable |  |  |  |  | Black
| LV | Power distribution | SWA | 3C | 2.5mm² | Brown, Black, Grey | Sigma |  | m | 3Cx4mm² SWA Cable |  |  |  |  | Black
| LV | Power distribution | SWA | 3C | 2.5mm² | Brown, Black, Grey | Sigma |  | m | 3Cx6mm² SWA Cable |  |  |  |  | Black
| LV | Power distribution | SWA | 3C | 4mm² | Brown, Black, Grey | Sigma |  | m | 3Cx10mm² SWA Cable |  |  |  |  | Black
| LV | Power distribution | SWA | 3C | 4mm² | Brown, Black, Grey | Sigma |  | m | 3Cx16mm² SWA Cable |  |  |  |  | Black
| LV | Power distribution | SWA | 3C | 6mm² | Brown, Black, Grey | Sigma |  | m | 3Cx25mm² SWA Cable |  |  |  |  | Black
| LV | Power distribution | SWA | 3C | 6mm² | Brown, Black, Grey | Sigma |  | m | 3Cx35mm² SWA Cable |  |  |  |  | Black
| LV | Power distribution | SWA | 3C | 10mm² | Brown, Black, Grey | Sigma |  | m | 3Cx50mm² SWA Cable |  |  |  |  | Black
| LV | Power distribution | SWA | 3C | 10mm² | Brown, Black, Grey | Sigma |  | m | 3Cx70mm² SWA Cable |  |  |  |  | Black
| LV | Power distribution | SWA | 3C | 16mm² | Brown, Black, Grey | Sigma |  | m | 3Cx95mm² SWA Cable |  |  |  |  | Black
| LV | Power distribution | SWA | 3C | 16mm² | Brown, Black, Grey | Sigma |  | m | 3Cx120mm² SWA Cable |  |  |  |  | Black
| LV | Power distribution | SWA | 3C | 25mm² | Brown, Black, Grey | Sigma |  | m | 3Cx150mm² SWA Cable |  |  |  |  | Black
| LV | Power distribution | SWA | 3C | 25mm² | Brown, Black, Grey | Sigma |  | m | 3Cx185mm² SWA Cable |  |  |  |  | Black
| LV | Power distribution | SWA | 3C | 35mm² | Brown, Black, Grey | Sigma |  | m | 3Cx240mm² SWA Cable |  |  |  |  | Black
| LV | Power distribution | SWA | 3C | 35mm² | Brown, Black, Grey | Sigma |  | m | 3Cx300mm² SWA Cable |  |  |  |  | Black
| LV | Power distribution | SWA | 3C | 50mm² | Brown, Black, Grey | Sigma |  | m | 3Cx400mm² SWA Cable |  |  |  |  | Black
LV
LV
| LV | Power distribution | SWA | 4C | 1.5mm² | Brown, Black, Grey, Blue | Sigma |  | m | 4Cx1.5mm² SWA Cable |  |  |  |  | Black
| LV | Power distribution | SWA | 4C | 1.5mm² | Brown, Black, Grey, Blue | Sigma |  | m | 4Cx2.5mm² SWA Cable |  |  |  |  | Black
| LV | Power distribution | SWA | 4C | 2.5mm² | Brown, Black, Grey, Blue | Sigma |  | m | 4Cx4mm² SWA Cable |  |  |  |  | Black
| LV | Power distribution | SWA | 4C | 2.5mm² | Brown, Black, Grey, Blue | Sigma |  | m | 4Cx6mm² SWA Cable |  |  |  |  | Black
| LV | Power distribution | SWA | 4C | 4mm² | Brown, Black, Grey, Blue | Sigma |  | m | 4Cx10mm² SWA Cable |  |  |  |  | Black
| LV | Power distribution | SWA | 4C | 4mm² | Brown, Black, Grey, Blue | Sigma |  | m | 4Cx16mm² SWA Cable |  |  |  |  | Black
| LV | Power distribution | SWA | 4C | 6mm² | Brown, Black, Grey, Blue | Sigma |  | m | 4Cx25mm² SWA Cable |  |  |  |  | Black
| LV | Power distribution | SWA | 4C | 6mm² | Brown, Black, Grey, Blue | Sigma |  | m | 4Cx35mm² SWA Cable |  |  |  |  | Black
| LV | Power distribution | SWA | 4C | 10mm² | Brown, Black, Grey, Blue | Sigma |  | m | 4Cx50mm² SWA Cable |  |  |  |  | Black
| LV | Power distribution | SWA | 4C | 10mm² | Brown, Black, Grey, Blue | Sigma |  | m | 4Cx70mm² SWA Cable |  |  |  |  | Black
| LV | Power distribution | SWA | 4C | 16mm² | Brown, Black, Grey, Blue | Sigma |  | m | 4Cx95mm² SWA Cable |  |  |  |  | Black
| LV | Power distribution | SWA | 4C | 16mm² | Brown, Black, Grey, Blue | Sigma |  | m | 4Cx120mm² SWA Cable |  |  |  |  | Black
| LV | Power distribution | SWA | 4C | 25mm² | Brown, Black, Grey, Blue | Sigma |  | m | 4Cx150mm² SWA Cable |  |  |  |  | Black
| LV | Power distribution | SWA | 4C | 25mm² | Brown, Black, Grey, Blue | Sigma |  | m | 4Cx185mm² SWA Cable |  |  |  |  | Black
| LV | Power distribution | SWA | 4C | 35mm² | Brown, Black, Grey, Blue | Sigma |  | m | 4Cx240mm² SWA Cable |  |  |  |  | Black
| LV | Power distribution | SWA | 4C | 35mm² | Brown, Black, Grey, Blue | Sigma |  | m | 4Cx300mm² SWA Cable |  |  |  |  | Black
| LV | Power distribution | SWA | 4C | 50mm² | Brown, Black, Grey, Blue | Sigma |  | m | 4Cx400mm² SWA Cable |  |  |  |  | Black
LV
LV
| LV | Power distribution | CU/XLPE/PVC | 1C | 1.5mm² | Natural | Sigma |  | m | 1Cx1.5mm² CU/XLPE/PVC Cable |  |  |  |  | Black
| LV | Power distribution | CU/XLPE/PVC | 1C | 2.5mm² | Natural | Sigma |  | m | 1Cx2.5mm² CU/XLPE/PVC Cable |  |  |  |  | Black
| LV | Power distribution | CU/XLPE/PVC | 1C | 4mm² | Natural | Sigma |  | m | 1Cx4mm² CU/XLPE/PVC Cable |  |  |  |  | Black
| LV | Power distribution | CU/XLPE/PVC | 1C | 6mm² | Natural | Sigma |  | m | 1Cx6mm² CU/XLPE/PVC Cable |  |  |  |  | Black
| LV | Power distribution | CU/XLPE/PVC | 1C | 10mm² | Natural | Sigma |  | m | 1Cx10mm² CU/XLPE/PVC Cable |  |  |  |  | Black
| LV | Power distribution | CU/XLPE/PVC | 1C | 16mm² | Natural | Sigma |  | m | 1Cx16mm² CU/XLPE/PVC Cable |  |  |  |  | Black
| LV | Power distribution | CU/XLPE/PVC | 1C | 25mm² | Natural | Sigma |  | m | 1Cx25mm² CU/XLPE/PVC Cable |  |  |  |  | Black
| LV | Power distribution | CU/XLPE/PVC | 1C | 35mm² | Natural | Sigma |  | m | 1Cx35mm² CU/XLPE/PVC Cable |  |  |  |  | Black
| LV | Power distribution | CU/XLPE/PVC | 1C | 50mm² | Natural | Sigma |  | m | 1Cx50mm² CU/XLPE/PVC Cable |  |  |  |  | Black
| LV | Power distribution | CU/XLPE/PVC | 1C | 70mm² | Natural | Sigma |  | m | 1Cx70mm² CU/XLPE/PVC Cable |  |  |  |  | Black
| LV | Power distribution | CU/XLPE/PVC | 1C | 95mm² | Natural | Sigma |  | m | 1Cx95mm² CU/XLPE/PVC Cable |  |  |  |  | Black
| LV | Power distribution | CU/XLPE/PVC | 1C | 120mm² | Natural | Sigma |  | m | 1Cx120mm² CU/XLPE/PVC Cable |  |  |  |  | Black
| LV | Power distribution | CU/XLPE/PVC | 1C | 150mm² | Natural | Sigma |  | m | 1Cx150mm² CU/XLPE/PVC Cable |  |  |  |  | Black
| LV | Power distribution | CU/XLPE/PVC | 1C | 185mm² | Natural | Sigma |  | m | 1Cx185mm² CU/XLPE/PVC Cable |  |  |  |  | Black
| LV | Power distribution | CU/XLPE/PVC | 1C | 240mm² | Natural | Sigma |  | m | 1Cx240mm² CU/XLPE/PVC Cable |  |  |  |  | Black
| LV | Power distribution | CU/XLPE/PVC | 1C | 300mm² | Natural | Sigma |  | m | 1Cx300mm² CU/XLPE/PVC Cable |  |  |  |  | Black
| LV | Power distribution | CU/XLPE/PVC | 1C | 400mm² | Natural | Sigma |  | m | 1Cx400mm² CU/XLPE/PVC Cable |  |  |  |  | Black
LV
LV
| LV | Power distribution | CU/XLPE/PVC | 2C | 1.5mm² | Brown, Blue | Sigma |  | m | 2Cx1.5mm² CU/XLPE/PVC Cable |  |  |  |  | Black
| LV | Power distribution | CU/XLPE/PVC | 2C | 2.5mm² | Brown, Blue | Sigma |  | m | 2Cx2.5mm² CU/XLPE/PVC Cable |  |  |  |  | Black
| LV | Power distribution | CU/XLPE/PVC | 2C | 4mm² | Brown, Blue | Sigma |  | m | 2Cx4mm² CU/XLPE/PVC Cable |  |  |  |  | Black
| LV | Power distribution | CU/XLPE/PVC | 2C | 6mm² | Brown, Blue | Sigma |  | m | 2Cx6mm² CU/XLPE/PVC Cable |  |  |  |  | Black
| LV | Power distribution | CU/XLPE/PVC | 2C | 10mm² | Brown, Blue | Sigma |  | m | 2Cx10mm² CU/XLPE/PVC Cable |  |  |  |  | Black
| LV | Power distribution | CU/XLPE/PVC | 2C | 16mm² | Brown, Blue | Sigma |  | m | 2Cx16mm² CU/XLPE/PVC Cable |  |  |  |  | Black
| LV | Power distribution | CU/XLPE/PVC | 2C | 25mm² | Brown, Blue | Sigma |  | m | 2Cx25mm² CU/XLPE/PVC Cable |  |  |  |  | Black
| LV | Power distribution | CU/XLPE/PVC | 2C | 35mm² | Brown, Blue | Sigma |  | m | 2Cx35mm² CU/XLPE/PVC Cable |  |  |  |  | Black
| LV | Power distribution | CU/XLPE/PVC | 2C | 50mm² | Brown, Blue | Sigma |  | m | 2Cx50mm² CU/XLPE/PVC Cable |  |  |  |  | Black
| LV | Power distribution | CU/XLPE/PVC | 2C | 70mm² | Brown, Blue | Sigma |  | m | 2Cx70mm² CU/XLPE/PVC Cable |  |  |  |  | Black
| LV | Power distribution | CU/XLPE/PVC | 2C | 95mm² | Brown, Blue | Sigma |  | m | 2Cx95mm² CU/XLPE/PVC Cable |  |  |  |  | Black
| LV | Power distribution | CU/XLPE/PVC | 2C | 120mm² | Brown, Blue | Sigma |  | m | 2Cx120mm² CU/XLPE/PVC Cable |  |  |  |  | Black
| LV | Power distribution | CU/XLPE/PVC | 2C | 150mm² | Brown, Blue | Sigma |  | m | 2Cx150mm² CU/XLPE/PVC Cable |  |  |  |  | Black
| LV | Power distribution | CU/XLPE/PVC | 2C | 185mm² | Brown, Blue | Sigma |  | m | 2Cx185mm² CU/XLPE/PVC Cable |  |  |  |  | Black
| LV | Power distribution | CU/XLPE/PVC | 2C | 240mm² | Brown, Blue | Sigma |  | m | 2Cx240mm² CU/XLPE/PVC Cable |  |  |  |  | Black
| LV | Power distribution | CU/XLPE/PVC | 2C | 300mm² | Brown, Blue | Sigma |  | m | 2Cx300mm² CU/XLPE/PVC Cable |  |  |  |  | Black
| LV | Power distribution | CU/XLPE/PVC | 2C | 400mm² | Brown, Blue | Sigma |  | m | 2Cx400mm² CU/XLPE/PVC Cable |  |  |  |  | Black
LV
LV
| LV | Power distribution | CU/XLPE/PVC | 3C | 1.5mm² | Brown, Black, Grey | Sigma |  | m | 3Cx1.5mm² CU/XLPE/PVC Cable |  |  |  |  | Black
| LV | Power distribution | CU/XLPE/PVC | 3C | 2.5mm² | Brown, Black, Grey | Sigma |  | m | 3Cx2.5mm² CU/XLPE/PVC Cable |  |  |  |  | Black
| LV | Power distribution | CU/XLPE/PVC | 3C | 4mm² | Brown, Black, Grey | Sigma |  | m | 3Cx4mm² CU/XLPE/PVC Cable |  |  |  |  | Black
| LV | Power distribution | CU/XLPE/PVC | 3C | 6mm² | Brown, Black, Grey | Sigma |  | m | 3Cx6mm² CU/XLPE/PVC Cable |  |  |  |  | Black
| LV | Power distribution | CU/XLPE/PVC | 3C | 10mm² | Brown, Black, Grey | Sigma |  | m | 3Cx10mm² CU/XLPE/PVC Cable |  |  |  |  | Black
| LV | Power distribution | CU/XLPE/PVC | 3C | 16mm² | Brown, Black, Grey | Sigma |  | m | 3Cx16mm² CU/XLPE/PVC Cable |  |  |  |  | Black
| LV | Power distribution | CU/XLPE/PVC | 3C | 25mm² | Brown, Black, Grey | Sigma |  | m | 3Cx25mm² CU/XLPE/PVC Cable |  |  |  |  | Black
| LV | Power distribution | CU/XLPE/PVC | 3C | 35mm² | Brown, Black, Grey | Sigma |  | m | 3Cx35mm² CU/XLPE/PVC Cable |  |  |  |  | Black
| LV | Power distribution | CU/XLPE/PVC | 3C | 50mm² | Brown, Black, Grey | Sigma |  | m | 3Cx50mm² CU/XLPE/PVC Cable |  |  |  |  | Black
| LV | Power distribution | CU/XLPE/PVC | 3C | 70mm² | Brown, Black, Grey | Sigma |  | m | 3Cx70mm² CU/XLPE/PVC Cable |  |  |  |  | Black
| LV | Power distribution | CU/XLPE/PVC | 3C | 95mm² | Brown, Black, Grey | Sigma |  | m | 3Cx95mm² CU/XLPE/PVC Cable |  |  |  |  | Black
| LV | Power distribution | CU/XLPE/PVC | 3C | 120mm² | Brown, Black, Grey | Sigma |  | m | 3Cx120mm² CU/XLPE/PVC Cable |  |  |  |  | Black
| LV | Power distribution | CU/XLPE/PVC | 3C | 150mm² | Brown, Black, Grey | Sigma |  | m | 3Cx150mm² CU/XLPE/PVC Cable |  |  |  |  | Black
| LV | Power distribution | CU/XLPE/PVC | 3C | 185mm² | Brown, Black, Grey | Sigma |  | m | 3Cx185mm² CU/XLPE/PVC Cable |  |  |  |  | Black
| LV | Power distribution | CU/XLPE/PVC | 3C | 240mm² | Brown, Black, Grey | Sigma |  | m | 3Cx240mm² CU/XLPE/PVC Cable |  |  |  |  | Black
| LV | Power distribution | CU/XLPE/PVC | 3C | 300mm² | Brown, Black, Grey | Sigma |  | m | 3Cx300mm² CU/XLPE/PVC Cable |  |  |  |  | Black
| LV | Power distribution | CU/XLPE/PVC | 3C | 400mm² | Brown, Black, Grey | Sigma |  | m | 3Cx400mm² CU/XLPE/PVC Cable |  |  |  |  | Black
| LV |  | CU/XLPE/PVC
LV
| LV | Power distribution | CU/XLPE/PVC | 4C | 1.5mm² | Brown, Black, Grey, Blue | Sigma |  | m | 4Cx1.5mm² CU/XLPE/PVC Cable |  |  |  |  | Black
| LV | Power distribution | CU/XLPE/PVC | 4C | 2.5mm² | Brown, Black, Grey, Blue | Sigma |  | m | 4Cx2.5mm² CU/XLPE/PVC Cable |  |  |  |  | Black
| LV | Power distribution | CU/XLPE/PVC | 4C | 4mm² | Brown, Black, Grey, Blue | Sigma |  | m | 4Cx4mm² CU/XLPE/PVC Cable |  |  |  |  | Black
| LV | Power distribution | CU/XLPE/PVC | 4C | 6mm² | Brown, Black, Grey, Blue | Sigma |  | m | 4Cx6mm² CU/XLPE/PVC Cable |  |  |  |  | Black
| LV | Power distribution | CU/XLPE/PVC | 4C | 10mm² | Brown, Black, Grey, Blue | Sigma |  | m | 4Cx10mm² CU/XLPE/PVC Cable |  |  |  |  | Black
| LV | Power distribution | CU/XLPE/PVC | 4C | 16mm² | Brown, Black, Grey, Blue | Sigma |  | m | 4Cx16mm² CU/XLPE/PVC Cable |  |  |  |  | Black
| LV | Power distribution | CU/XLPE/PVC | 4C | 25mm² | Brown, Black, Grey, Blue | Sigma |  | m | 4Cx25mm² CU/XLPE/PVC Cable |  |  |  |  | Black
| LV | Power distribution | CU/XLPE/PVC | 4C | 35mm² | Brown, Black, Grey, Blue | Sigma |  | m | 4Cx35mm² CU/XLPE/PVC Cable |  |  |  |  | Black
| LV | Power distribution | CU/XLPE/PVC | 4C | 50mm² | Brown, Black, Grey, Blue | Sigma |  | m | 4Cx50mm² CU/XLPE/PVC Cable |  |  |  |  | Black
| LV | Power distribution | CU/XLPE/PVC | 4C | 70mm² | Brown, Black, Grey, Blue | Sigma |  | m | 4Cx70mm² CU/XLPE/PVC Cable |  |  |  |  | Black
| LV | Power distribution | CU/XLPE/PVC | 4C | 95mm² | Brown, Black, Grey, Blue | Sigma |  | m | 4Cx95mm² CU/XLPE/PVC Cable |  |  |  |  | Black
| LV | Power distribution | CU/XLPE/PVC | 4C | 120mm² | Brown, Black, Grey, Blue | Sigma |  | m | 4Cx120mm² CU/XLPE/PVC Cable |  |  |  |  | Black
| LV | Power distribution | CU/XLPE/PVC | 4C | 150mm² | Brown, Black, Grey, Blue | Sigma |  | m | 4Cx150mm² CU/XLPE/PVC Cable |  |  |  |  | Black
| LV | Power distribution | CU/XLPE/PVC | 4C | 185mm² | Brown, Black, Grey, Blue | Sigma |  | m | 4Cx185mm² CU/XLPE/PVC Cable |  |  |  |  | Black
| LV | Power distribution | CU/XLPE/PVC | 4C | 240mm² | Brown, Black, Grey, Blue | Sigma |  | m | 4Cx240mm² CU/XLPE/PVC Cable |  |  |  |  | Black
| LV | Power distribution | CU/XLPE/PVC | 4C | 300mm² | Brown, Black, Grey, Blue | Sigma |  | m | 4Cx300mm² CU/XLPE/PVC Cable |  |  |  |  | Black
| LV | Power distribution | CU/XLPE/PVC | 4C | 400mm² | Brown, Black, Grey, Blue | Sigma |  | m | 4Cx400mm² CU/XLPE/PVC Cable |  |  |  |  | Black
LV
LV
| LV | Power distribution | CU/XLPE/LSHF/Non-Armoured | 1C | 1.5mm² | Natural | Sigma |  | m | 1Cx1.5mm² CU/XLPE/LSHF/Non-Armoured Cable |  |  |  |  | Black
| LV | Power distribution | CU/XLPE/LSHF/Non-Armoured | 1C | 2.5mm² | Natural | Sigma |  | m | 1Cx2.5mm² CU/XLPE/LSHF/Non-Armoured Cable |  |  |  |  | Black
| LV | Power distribution | CU/XLPE/LSHF/Non-Armoured | 1C | 4mm² | Natural | Sigma |  | m | 1Cx4mm² CU/XLPE/LSHF/Non-Armoured Cable |  |  |  |  | Black
| LV | Power distribution | CU/XLPE/LSHF/Non-Armoured | 1C | 6mm² | Natural | Sigma |  | m | 1Cx6mm² CU/XLPE/LSHF/Non-Armoured Cable |  |  |  |  | Black
| LV | Power distribution | CU/XLPE/LSHF/Non-Armoured | 1C | 10mm² | Natural | Sigma |  | m | 1Cx10mm² CU/XLPE/LSHF/Non-Armoured Cable |  |  |  |  | Black
| LV | Power distribution | CU/XLPE/LSHF/Non-Armoured | 1C | 16mm² | Natural | Sigma |  | m | 1Cx16mm² CU/XLPE/LSHF/Non-Armoured Cable |  |  |  |  | Black
| LV | Power distribution | CU/XLPE/LSHF/Non-Armoured | 1C | 25mm² | Natural | Sigma |  | m | 1Cx25mm² CU/XLPE/LSHF/Non-Armoured Cable |  |  |  |  | Black
| LV | Power distribution | CU/XLPE/LSHF/Non-Armoured | 1C | 35mm² | Natural | Sigma |  | m | 1Cx35mm² CU/XLPE/LSHF/Non-Armoured Cable |  |  |  |  | Black
| LV | Power distribution | CU/XLPE/LSHF/Non-Armoured | 1C | 50mm² | Natural | Sigma |  | m | 1Cx50mm² CU/XLPE/LSHF/Non-Armoured Cable |  |  |  |  | Black
| LV | Power distribution | CU/XLPE/LSHF/Non-Armoured | 1C | 70mm² | Natural | Sigma |  | m | 1Cx70mm² CU/XLPE/LSHF/Non-Armoured Cable |  |  |  |  | Black
| LV | Power distribution | CU/XLPE/LSHF/Non-Armoured | 1C | 95mm² | Natural | Sigma |  | m | 1Cx95mm² CU/XLPE/LSHF/Non-Armoured Cable |  |  |  |  | Black
| LV | Power distribution | CU/XLPE/LSHF/Non-Armoured | 1C | 120mm² | Natural | Sigma |  | m | 1Cx120mm² CU/XLPE/LSHF/Non-Armoured Cable |  |  |  |  | Black
| LV | Power distribution | CU/XLPE/LSHF/Non-Armoured | 1C | 150mm² | Natural | Sigma |  | m | 1Cx150mm² CU/XLPE/LSHF/Non-Armoured Cable |  |  |  |  | Black
| LV | Power distribution | CU/XLPE/LSHF/Non-Armoured | 1C | 185mm² | Natural | Sigma |  | m | 1Cx185mm² CU/XLPE/LSHF/Non-Armoured Cable |  |  |  |  | Black
| LV | Power distribution | CU/XLPE/LSHF/Non-Armoured | 1C | 240mm² | Natural | Sigma |  | m | 1Cx240mm² CU/XLPE/LSHF/Non-Armoured Cable |  |  |  |  | Black
| LV | Power distribution | CU/XLPE/LSHF/Non-Armoured | 1C | 300mm² | Natural | Sigma |  | m | 1Cx300mm² CU/XLPE/LSHF/Non-Armoured Cable |  |  |  |  | Black
| LV | Power distribution | CU/XLPE/LSHF/Non-Armoured | 1C | 400mm² | Natural | Sigma |  | m | 1Cx400mm² CU/XLPE/LSHF/Non-Armoured Cable |  |  |  |  | Black
LV
LV
| LV | Power distribution | CU/XLPE/LSHF/Armoured | 1C | 1.5mm² | Natural | Sigma |  | m | 1Cx1.5mm² CU/XLPE/LSHF/Armoured Cable |  |  |  |  | Black
| LV | Power distribution | CU/XLPE/LSHF/Armoured | 1C | 2.5mm² | Natural | Sigma |  | m | 1Cx2.5mm² CU/XLPE/LSHF/Armoured Cable |  |  |  |  | Black
| LV | Power distribution | CU/XLPE/LSHF/Armoured | 1C | 4mm² | Natural | Sigma |  | m | 1Cx4mm² CU/XLPE/LSHF/Armoured Cable |  |  |  |  | Black
| LV | Power distribution | CU/XLPE/LSHF/Armoured | 1C | 6mm² | Natural | Sigma |  | m | 1Cx6mm² CU/XLPE/LSHF/Armoured Cable |  |  |  |  | Black
| LV | Power distribution | CU/XLPE/LSHF/Armoured | 1C | 10mm² | Natural | Sigma |  | m | 1Cx10mm² CU/XLPE/LSHF/Armoured Cable |  |  |  |  | Black
| LV | Power distribution | CU/XLPE/LSHF/Armoured | 1C | 16mm² | Natural | Sigma |  | m | 1Cx16mm² CU/XLPE/LSHF/Armoured Cable |  |  |  |  | Black
| LV | Power distribution | CU/XLPE/LSHF/Armoured | 1C | 25mm² | Natural | Sigma |  | m | 1Cx25mm² CU/XLPE/LSHF/Armoured Cable |  |  |  |  | Black
| LV | Power distribution | CU/XLPE/LSHF/Armoured | 1C | 35mm² | Natural | Sigma |  | m | 1Cx35mm² CU/XLPE/LSHF/Armoured Cable |  |  |  |  | Black
| LV | Power distribution | CU/XLPE/LSHF/Armoured | 1C | 50mm² | Natural | Sigma |  | m | 1Cx50mm² CU/XLPE/LSHF/Armoured Cable |  |  |  |  | Black
| LV | Power distribution | CU/XLPE/LSHF/Armoured | 1C | 70mm² | Natural | Sigma |  | m | 1Cx70mm² CU/XLPE/LSHF/Armoured Cable |  |  |  |  | Black
| LV | Power distribution | CU/XLPE/LSHF/Armoured | 1C | 95mm² | Natural | Sigma |  | m | 1Cx95mm² CU/XLPE/LSHF/Armoured Cable |  |  |  |  | Black
| LV | Power distribution | CU/XLPE/LSHF/Armoured | 1C | 120mm² | Natural | Sigma |  | m | 1Cx120mm² CU/XLPE/LSHF/Armoured Cable |  |  |  |  | Black
| LV | Power distribution | CU/XLPE/LSHF/Armoured | 1C | 150mm² | Natural | Sigma |  | m | 1Cx150mm² CU/XLPE/LSHF/Armoured Cable |  |  |  |  | Black
| LV | Power distribution | CU/XLPE/LSHF/Armoured | 1C | 185mm² | Natural | Sigma |  | m | 1Cx185mm² CU/XLPE/LSHF/Armoured Cable |  |  |  |  | Black
| LV | Power distribution | CU/XLPE/LSHF/Armoured | 1C | 240mm² | Natural | Sigma |  | m | 1Cx240mm² CU/XLPE/LSHF/Armoured Cable |  |  |  |  | Black
| LV | Power distribution | CU/XLPE/LSHF/Armoured | 1C | 300mm² | Natural | Sigma |  | m | 1Cx300mm² CU/XLPE/LSHF/Armoured Cable |  |  |  |  | Black
| LV | Power distribution | CU/XLPE/LSHF/Armoured | 1C | 400mm² | Natural | Sigma |  | m | 1Cx400mm² CU/XLPE/LSHF/Armoured Cable |  |  |  |  | Black
LV
LV
| LV | Power distribution | CU/XLPE/LSHF/Non-Armoured | 2C | 1.5mm² | Brown, Blue | Sigma |  | m | 2Cx1.5mm² CU/XLPE/LSHF/Non-Armoured Cable |  |  |  |  | Black
| LV | Power distribution | CU/XLPE/LSHF/Non-Armoured | 2C | 2.5mm² | Brown, Blue | Sigma |  | m | 2Cx2.5mm² CU/XLPE/LSHF/Non-Armoured Cable |  |  |  |  | Black
| LV | Power distribution | CU/XLPE/LSHF/Non-Armoured | 2C | 4mm² | Brown, Blue | Sigma |  | m | 2Cx4mm² CU/XLPE/LSHF/Non-Armoured Cable |  |  |  |  | Black
| LV | Power distribution | CU/XLPE/LSHF/Non-Armoured | 2C | 6mm² | Brown, Blue | Sigma |  | m | 2Cx6mm² CU/XLPE/LSHF/Non-Armoured Cable |  |  |  |  | Black
| LV | Power distribution | CU/XLPE/LSHF/Non-Armoured | 2C | 10mm² | Brown, Blue | Sigma |  | m | 2Cx10mm² CU/XLPE/LSHF/Non-Armoured Cable |  |  |  |  | Black
| LV | Power distribution | CU/XLPE/LSHF/Non-Armoured | 2C | 16mm² | Brown, Blue | Sigma |  | m | 2Cx16mm² CU/XLPE/LSHF/Non-Armoured Cable |  |  |  |  | Black
| LV | Power distribution | CU/XLPE/LSHF/Non-Armoured | 2C | 25mm² | Brown, Blue | Sigma |  | m | 2Cx25mm² CU/XLPE/LSHF/Non-Armoured Cable |  |  |  |  | Black
| LV | Power distribution | CU/XLPE/LSHF/Non-Armoured | 2C | 35mm² | Brown, Blue | Sigma |  | m | 2Cx35mm² CU/XLPE/LSHF/Non-Armoured Cable |  |  |  |  | Black
| LV | Power distribution | CU/XLPE/LSHF/Non-Armoured | 2C | 50mm² | Brown, Blue | Sigma |  | m | 2Cx50mm² CU/XLPE/LSHF/Non-Armoured Cable |  |  |  |  | Black
| LV | Power distribution | CU/XLPE/LSHF/Non-Armoured | 2C | 70mm² | Brown, Blue | Sigma |  | m | 2Cx70mm² CU/XLPE/LSHF/Non-Armoured Cable |  |  |  |  | Black
| LV | Power distribution | CU/XLPE/LSHF/Non-Armoured | 2C | 95mm² | Brown, Blue | Sigma |  | m | 2Cx95mm² CU/XLPE/LSHF/Non-Armoured Cable |  |  |  |  | Black
| LV | Power distribution | CU/XLPE/LSHF/Non-Armoured | 2C | 120mm² | Brown, Blue | Sigma |  | m | 2Cx120mm² CU/XLPE/LSHF/Non-Armoured Cable |  |  |  |  | Black
| LV | Power distribution | CU/XLPE/LSHF/Non-Armoured | 2C | 150mm² | Brown, Blue | Sigma |  | m | 2Cx150mm² CU/XLPE/LSHF/Non-Armoured Cable |  |  |  |  | Black
| LV | Power distribution | CU/XLPE/LSHF/Non-Armoured | 2C | 185mm² | Brown, Blue | Sigma |  | m | 2Cx185mm² CU/XLPE/LSHF/Non-Armoured Cable |  |  |  |  | Black
| LV | Power distribution | CU/XLPE/LSHF/Non-Armoured | 2C | 240mm² | Brown, Blue | Sigma |  | m | 2Cx240mm² CU/XLPE/LSHF/Non-Armoured Cable |  |  |  |  | Black
| LV | Power distribution | CU/XLPE/LSHF/Non-Armoured | 2C | 300mm² | Brown, Blue | Sigma |  | m | 2Cx300mm² CU/XLPE/LSHF/Non-Armoured Cable |  |  |  |  | Black
| LV | Power distribution | CU/XLPE/LSHF/Non-Armoured | 2C | 400mm² | Brown, Blue | Sigma |  | m | 2Cx400mm² CU/XLPE/LSHF/Non-Armoured Cable |  |  |  |  | Black
LV
LV
| LV | Power distribution | CU/XLPE/LSHF/Armoured | 2C | 1.5mm² | Brown, Blue | Sigma |  | m | 2Cx1.5mm² CU/XLPE/LSHF/Armoured Cable |  |  |  |  | Black
| LV | Power distribution | CU/XLPE/LSHF/Armoured | 2C | 2.5mm² | Brown, Blue | Sigma |  | m | 2Cx2.5mm² CU/XLPE/LSHF/Armoured Cable |  |  |  |  | Black
| LV | Power distribution | CU/XLPE/LSHF/Armoured | 2C | 4mm² | Brown, Blue | Sigma |  | m | 2Cx4mm² CU/XLPE/LSHF/Armoured Cable |  |  |  |  | Black
| LV | Power distribution | CU/XLPE/LSHF/Armoured | 2C | 6mm² | Brown, Blue | Sigma |  | m | 2Cx6mm² CU/XLPE/LSHF/Armoured Cable |  |  |  |  | Black
| LV | Power distribution | CU/XLPE/LSHF/Armoured | 2C | 10mm² | Brown, Blue | Sigma |  | m | 2Cx10mm² CU/XLPE/LSHF/Armoured Cable |  |  |  |  | Black
| LV | Power distribution | CU/XLPE/LSHF/Armoured | 2C | 16mm² | Brown, Blue | Sigma |  | m | 2Cx16mm² CU/XLPE/LSHF/Armoured Cable |  |  |  |  | Black
| LV | Power distribution | CU/XLPE/LSHF/Armoured | 2C | 25mm² | Brown, Blue | Sigma |  | m | 2Cx25mm² CU/XLPE/LSHF/Armoured Cable |  |  |  |  | Black
| LV | Power distribution | CU/XLPE/LSHF/Armoured | 2C | 35mm² | Brown, Blue | Sigma |  | m | 2Cx35mm² CU/XLPE/LSHF/Armoured Cable |  |  |  |  | Black
| LV | Power distribution | CU/XLPE/LSHF/Armoured | 2C | 50mm² | Brown, Blue | Sigma |  | m | 2Cx50mm² CU/XLPE/LSHF/Armoured Cable |  |  |  |  | Black
| LV | Power distribution | CU/XLPE/LSHF/Armoured | 2C | 70mm² | Brown, Blue | Sigma |  | m | 2Cx70mm² CU/XLPE/LSHF/Armoured Cable |  |  |  |  | Black
| LV | Power distribution | CU/XLPE/LSHF/Armoured | 2C | 95mm² | Brown, Blue | Sigma |  | m | 2Cx95mm² CU/XLPE/LSHF/Armoured Cable |  |  |  |  | Black
| LV | Power distribution | CU/XLPE/LSHF/Armoured | 2C | 120mm² | Brown, Blue | Sigma |  | m | 2Cx120mm² CU/XLPE/LSHF/Armoured Cable |  |  |  |  | Black
| LV | Power distribution | CU/XLPE/LSHF/Armoured | 2C | 150mm² | Brown, Blue | Sigma |  | m | 2Cx150mm² CU/XLPE/LSHF/Armoured Cable |  |  |  |  | Black
| LV | Power distribution | CU/XLPE/LSHF/Armoured | 2C | 185mm² | Brown, Blue | Sigma |  | m | 2Cx185mm² CU/XLPE/LSHF/Armoured Cable |  |  |  |  | Black
| LV | Power distribution | CU/XLPE/LSHF/Armoured | 2C | 240mm² | Brown, Blue | Sigma |  | m | 2Cx240mm² CU/XLPE/LSHF/Armoured Cable |  |  |  |  | Black
| LV | Power distribution | CU/XLPE/LSHF/Armoured | 2C | 300mm² | Brown, Blue | Sigma |  | m | 2Cx300mm² CU/XLPE/LSHF/Armoured Cable |  |  |  |  | Black
| LV | Power distribution | CU/XLPE/LSHF/Armoured | 2C | 400mm² | Brown, Blue | Sigma |  | m | 2Cx400mm² CU/XLPE/LSHF/Armoured Cable |  |  |  |  | Black
LV
LV
| LV | Power distribution | CU/XLPE/LSHF/Non-Armoured | 3C | 1.5mm² | Brown, Black, Grey | Sigma |  | m | 3Cx1.5mm² CU/XLPE/LSHF/Non-Armoured Cable |  |  |  |  | Black
| LV | Power distribution | CU/XLPE/LSHF/Non-Armoured | 3C | 2.5mm² | Brown, Black, Grey | Sigma |  | m | 3Cx2.5mm² CU/XLPE/LSHF/Non-Armoured Cable |  |  |  |  | Black
| LV | Power distribution | CU/XLPE/LSHF/Non-Armoured | 3C | 4mm² | Brown, Black, Grey | Sigma |  | m | 3Cx4mm² CU/XLPE/LSHF/Non-Armoured Cable |  |  |  |  | Black
| LV | Power distribution | CU/XLPE/LSHF/Non-Armoured | 3C | 6mm² | Brown, Black, Grey | Sigma |  | m | 3Cx6mm² CU/XLPE/LSHF/Non-Armoured Cable |  |  |  |  | Black
| LV | Power distribution | CU/XLPE/LSHF/Non-Armoured | 3C | 10mm² | Brown, Black, Grey | Sigma |  | m | 3Cx10mm² CU/XLPE/LSHF/Non-Armoured Cable |  |  |  |  | Black
| LV | Power distribution | CU/XLPE/LSHF/Non-Armoured | 3C | 16mm² | Brown, Black, Grey | Sigma |  | m | 3Cx16mm² CU/XLPE/LSHF/Non-Armoured Cable |  |  |  |  | Black
| LV | Power distribution | CU/XLPE/LSHF/Non-Armoured | 3C | 25mm² | Brown, Black, Grey | Sigma |  | m | 3Cx25mm² CU/XLPE/LSHF/Non-Armoured Cable |  |  |  |  | Black
| LV | Power distribution | CU/XLPE/LSHF/Non-Armoured | 3C | 35mm² | Brown, Black, Grey | Sigma |  | m | 3Cx35mm² CU/XLPE/LSHF/Non-Armoured Cable |  |  |  |  | Black
| LV | Power distribution | CU/XLPE/LSHF/Non-Armoured | 3C | 50mm² | Brown, Black, Grey | Sigma |  | m | 3Cx50mm² CU/XLPE/LSHF/Non-Armoured Cable |  |  |  |  | Black
| LV | Power distribution | CU/XLPE/LSHF/Non-Armoured | 3C | 70mm² | Brown, Black, Grey | Sigma |  | m | 3Cx70mm² CU/XLPE/LSHF/Non-Armoured Cable |  |  |  |  | Black
| LV | Power distribution | CU/XLPE/LSHF/Non-Armoured | 3C | 95mm² | Brown, Black, Grey | Sigma |  | m | 3Cx95mm² CU/XLPE/LSHF/Non-Armoured Cable |  |  |  |  | Black
| LV | Power distribution | CU/XLPE/LSHF/Non-Armoured | 3C | 120mm² | Brown, Black, Grey | Sigma |  | m | 3Cx120mm² CU/XLPE/LSHF/Non-Armoured Cable |  |  |  |  | Black
| LV | Power distribution | CU/XLPE/LSHF/Non-Armoured | 3C | 150mm² | Brown, Black, Grey | Sigma |  | m | 3Cx150mm² CU/XLPE/LSHF/Non-Armoured Cable |  |  |  |  | Black
| LV | Power distribution | CU/XLPE/LSHF/Non-Armoured | 3C | 185mm² | Brown, Black, Grey | Sigma |  | m | 3Cx185mm² CU/XLPE/LSHF/Non-Armoured Cable |  |  |  |  | Black
| LV | Power distribution | CU/XLPE/LSHF/Non-Armoured | 3C | 240mm² | Brown, Black, Grey | Sigma |  | m | 3Cx240mm² CU/XLPE/LSHF/Non-Armoured Cable |  |  |  |  | Black
| LV | Power distribution | CU/XLPE/LSHF/Non-Armoured | 3C | 300mm² | Brown, Black, Grey | Sigma |  | m | 3Cx300mm² CU/XLPE/LSHF/Non-Armoured Cable |  |  |  |  | Black
| LV | Power distribution | CU/XLPE/LSHF/Non-Armoured | 3C | 400mm² | Brown, Black, Grey | Sigma |  | m | 3Cx400mm² CU/XLPE/LSHF/Non-Armoured Cable |  |  |  |  | Black
LV
LV
| LV | Power distribution | CU/XLPE/LSHF/Armoured | 3C | 1.5mm² | Brown, Black, Grey | Sigma |  | m | 3Cx1.5mm² CU/XLPE/LSHF/Armoured Cable |  |  |  |  | Black
| LV | Power distribution | CU/XLPE/LSHF/Armoured | 3C | 2.5mm² | Brown, Black, Grey | Sigma |  | m | 3Cx2.5mm² CU/XLPE/LSHF/Armoured Cable |  |  |  |  | Black
| LV | Power distribution | CU/XLPE/LSHF/Armoured | 3C | 4mm² | Brown, Black, Grey | Sigma |  | m | 3Cx4mm² CU/XLPE/LSHF/Armoured Cable |  |  |  |  | Black
| LV | Power distribution | CU/XLPE/LSHF/Armoured | 3C | 6mm² | Brown, Black, Grey | Sigma |  | m | 3Cx6mm² CU/XLPE/LSHF/Armoured Cable |  |  |  |  | Black
| LV | Power distribution | CU/XLPE/LSHF/Armoured | 3C | 10mm² | Brown, Black, Grey | Sigma |  | m | 3Cx10mm² CU/XLPE/LSHF/Armoured Cable |  |  |  |  | Black
| LV | Power distribution | CU/XLPE/LSHF/Armoured | 3C | 16mm² | Brown, Black, Grey | Sigma |  | m | 3Cx16mm² CU/XLPE/LSHF/Armoured Cable |  |  |  |  | Black
| LV | Power distribution | CU/XLPE/LSHF/Armoured | 3C | 25mm² | Brown, Black, Grey | Sigma |  | m | 3Cx25mm² CU/XLPE/LSHF/Armoured Cable |  |  |  |  | Black
| LV | Power distribution | CU/XLPE/LSHF/Armoured | 3C | 35mm² | Brown, Black, Grey | Sigma |  | m | 3Cx35mm² CU/XLPE/LSHF/Armoured Cable |  |  |  |  | Black
| LV | Power distribution | CU/XLPE/LSHF/Armoured | 3C | 50mm² | Brown, Black, Grey | Sigma |  | m | 3Cx50mm² CU/XLPE/LSHF/Armoured Cable |  |  |  |  | Black
| LV | Power distribution | CU/XLPE/LSHF/Armoured | 3C | 70mm² | Brown, Black, Grey | Sigma |  | m | 3Cx70mm² CU/XLPE/LSHF/Armoured Cable |  |  |  |  | Black
| LV | Power distribution | CU/XLPE/LSHF/Armoured | 3C | 95mm² | Brown, Black, Grey | Sigma |  | m | 3Cx95mm² CU/XLPE/LSHF/Armoured Cable |  |  |  |  | Black
| LV | Power distribution | CU/XLPE/LSHF/Armoured | 3C | 120mm² | Brown, Black, Grey | Sigma |  | m | 3Cx120mm² CU/XLPE/LSHF/Armoured Cable |  |  |  |  | Black
| LV | Power distribution | CU/XLPE/LSHF/Armoured | 3C | 150mm² | Brown, Black, Grey | Sigma |  | m | 3Cx150mm² CU/XLPE/LSHF/Armoured Cable |  |  |  |  | Black
| LV | Power distribution | CU/XLPE/LSHF/Armoured | 3C | 185mm² | Brown, Black, Grey | Sigma |  | m | 3Cx185mm² CU/XLPE/LSHF/Armoured Cable |  |  |  |  | Black
| LV | Power distribution | CU/XLPE/LSHF/Armoured | 3C | 240mm² | Brown, Black, Grey | Sigma |  | m | 3Cx240mm² CU/XLPE/LSHF/Armoured Cable |  |  |  |  | Black
| LV | Power distribution | CU/XLPE/LSHF/Armoured | 3C | 300mm² | Brown, Black, Grey | Sigma |  | m | 3Cx300mm² CU/XLPE/LSHF/Armoured Cable |  |  |  |  | Black
| LV | Power distribution | CU/XLPE/LSHF/Armoured | 3C | 400mm² | Brown, Black, Grey | Sigma |  | m | 3Cx400mm² CU/XLPE/LSHF/Armoured Cable |  |  |  |  | Black
LV
LV
| LV | Power distribution | CU/XLPE/LSHF/Non-Armoured | 4C | 1.5mm² | Brown, Black, Grey, Blue | Sigma |  | m | 4Cx1.5mm² CU/XLPE/LSHF/Non-Armoured Cable |  |  |  |  | Black
| LV | Power distribution | CU/XLPE/LSHF/Non-Armoured | 4C | 2.5mm² | Brown, Black, Grey, Blue | Sigma |  | m | 4Cx2.5mm² CU/XLPE/LSHF/Non-Armoured Cable |  |  |  |  | Black
| LV | Power distribution | CU/XLPE/LSHF/Non-Armoured | 4C | 4mm² | Brown, Black, Grey, Blue | Sigma |  | m | 4Cx4mm² CU/XLPE/LSHF/Non-Armoured Cable |  |  |  |  | Black
| LV | Power distribution | CU/XLPE/LSHF/Non-Armoured | 4C | 6mm² | Brown, Black, Grey, Blue | Sigma |  | m | 4Cx6mm² CU/XLPE/LSHF/Non-Armoured Cable |  |  |  |  | Black
| LV | Power distribution | CU/XLPE/LSHF/Non-Armoured | 4C | 10mm² | Brown, Black, Grey, Blue | Sigma |  | m | 4Cx10mm² CU/XLPE/LSHF/Non-Armoured Cable |  |  |  |  | Black
| LV | Power distribution | CU/XLPE/LSHF/Non-Armoured | 4C | 16mm² | Brown, Black, Grey, Blue | Sigma |  | m | 4Cx16mm² CU/XLPE/LSHF/Non-Armoured Cable |  |  |  |  | Black
| LV | Power distribution | CU/XLPE/LSHF/Non-Armoured | 4C | 25mm² | Brown, Black, Grey, Blue | Sigma |  | m | 4Cx25mm² CU/XLPE/LSHF/Non-Armoured Cable |  |  |  |  | Black
| LV | Power distribution | CU/XLPE/LSHF/Non-Armoured | 4C | 35mm² | Brown, Black, Grey, Blue | Sigma |  | m | 4Cx35mm² CU/XLPE/LSHF/Non-Armoured Cable |  |  |  |  | Black
| LV | Power distribution | CU/XLPE/LSHF/Non-Armoured | 4C | 50mm² | Brown, Black, Grey, Blue | Sigma |  | m | 4Cx50mm² CU/XLPE/LSHF/Non-Armoured Cable |  |  |  |  | Black
| LV | Power distribution | CU/XLPE/LSHF/Non-Armoured | 4C | 70mm² | Brown, Black, Grey, Blue | Sigma |  | m | 4Cx70mm² CU/XLPE/LSHF/Non-Armoured Cable |  |  |  |  | Black
| LV | Power distribution | CU/XLPE/LSHF/Non-Armoured | 4C | 95mm² | Brown, Black, Grey, Blue | Sigma |  | m | 4Cx95mm² CU/XLPE/LSHF/Non-Armoured Cable |  |  |  |  | Black
| LV | Power distribution | CU/XLPE/LSHF/Non-Armoured | 4C | 120mm² | Brown, Black, Grey, Blue | Sigma |  | m | 4Cx120mm² CU/XLPE/LSHF/Non-Armoured Cable |  |  |  |  | Black
| LV | Power distribution | CU/XLPE/LSHF/Non-Armoured | 4C | 150mm² | Brown, Black, Grey, Blue | Sigma |  | m | 4Cx150mm² CU/XLPE/LSHF/Non-Armoured Cable |  |  |  |  | Black
| LV | Power distribution | CU/XLPE/LSHF/Non-Armoured | 4C | 185mm² | Brown, Black, Grey, Blue | Sigma |  | m | 4Cx185mm² CU/XLPE/LSHF/Non-Armoured Cable |  |  |  |  | Black
| LV | Power distribution | CU/XLPE/LSHF/Non-Armoured | 4C | 240mm² | Brown, Black, Grey, Blue | Sigma |  | m | 4Cx240mm² CU/XLPE/LSHF/Non-Armoured Cable |  |  |  |  | Black
| LV | Power distribution | CU/XLPE/LSHF/Non-Armoured | 4C | 300mm² | Brown, Black, Grey, Blue | Sigma |  | m | 4Cx300mm² CU/XLPE/LSHF/Non-Armoured Cable |  |  |  |  | Black
| LV | Power distribution | CU/XLPE/LSHF/Non-Armoured | 4C | 400mm² | Brown, Black, Grey, Blue | Sigma |  | m | 4Cx400mm² CU/XLPE/LSHF/Non-Armoured Cable |  |  |  |  | Black
LV
LV
| LV | Power distribution | CU/XLPE/LSHF/Armoured | 4C | 1.5mm² | Brown, Black, Grey, Blue | Sigma |  | m | 4Cx1.5mm² CU/XLPE/LSHF/Armoured Cable |  |  |  |  | Black
| LV | Power distribution | CU/XLPE/LSHF/Armoured | 4C | 2.5mm² | Brown, Black, Grey, Blue | Sigma |  | m | 4Cx2.5mm² CU/XLPE/LSHF/Armoured Cable |  |  |  |  | Black
| LV | Power distribution | CU/XLPE/LSHF/Armoured | 4C | 4mm² | Brown, Black, Grey, Blue | Sigma |  | m | 4Cx4mm² CU/XLPE/LSHF/Armoured Cable |  |  |  |  | Black
| LV | Power distribution | CU/XLPE/LSHF/Armoured | 4C | 6mm² | Brown, Black, Grey, Blue | Sigma |  | m | 4Cx6mm² CU/XLPE/LSHF/Armoured Cable |  |  |  |  | Black
| LV | Power distribution | CU/XLPE/LSHF/Armoured | 4C | 10mm² | Brown, Black, Grey, Blue | Sigma |  | m | 4Cx10mm² CU/XLPE/LSHF/Armoured Cable |  |  |  |  | Black
| LV | Power distribution | CU/XLPE/LSHF/Armoured | 4C | 16mm² | Brown, Black, Grey, Blue | Sigma |  | m | 4Cx16mm² CU/XLPE/LSHF/Armoured Cable |  |  |  |  | Black
| LV | Power distribution | CU/XLPE/LSHF/Armoured | 4C | 25mm² | Brown, Black, Grey, Blue | Sigma |  | m | 4Cx25mm² CU/XLPE/LSHF/Armoured Cable |  |  |  |  | Black
| LV | Power distribution | CU/XLPE/LSHF/Armoured | 4C | 35mm² | Brown, Black, Grey, Blue | Sigma |  | m | 4Cx35mm² CU/XLPE/LSHF/Armoured Cable |  |  |  |  | Black
| LV | Power distribution | CU/XLPE/LSHF/Armoured | 4C | 50mm² | Brown, Black, Grey, Blue | Sigma |  | m | 4Cx50mm² CU/XLPE/LSHF/Armoured Cable |  |  |  |  | Black
| LV | Power distribution | CU/XLPE/LSHF/Armoured | 4C | 70mm² | Brown, Black, Grey, Blue | Sigma |  | m | 4Cx70mm² CU/XLPE/LSHF/Armoured Cable |  |  |  |  | Black
| LV | Power distribution | CU/XLPE/LSHF/Armoured | 4C | 95mm² | Brown, Black, Grey, Blue | Sigma |  | m | 4Cx95mm² CU/XLPE/LSHF/Armoured Cable |  |  |  |  | Black
| LV | Power distribution | CU/XLPE/LSHF/Armoured | 4C | 120mm² | Brown, Black, Grey, Blue | Sigma |  | m | 4Cx120mm² CU/XLPE/LSHF/Armoured Cable |  |  |  |  | Black
| LV | Power distribution | CU/XLPE/LSHF/Armoured | 4C | 150mm² | Brown, Black, Grey, Blue | Sigma |  | m | 4Cx150mm² CU/XLPE/LSHF/Armoured Cable |  |  |  |  | Black
| LV | Power distribution | CU/XLPE/LSHF/Armoured | 4C | 185mm² | Brown, Black, Grey, Blue | Sigma |  | m | 4Cx185mm² CU/XLPE/LSHF/Armoured Cable |  |  |  |  | Black
| LV | Power distribution | CU/XLPE/LSHF/Armoured | 4C | 240mm² | Brown, Black, Grey, Blue | Sigma |  | m | 4Cx240mm² CU/XLPE/LSHF/Armoured Cable |  |  |  |  | Black
| LV | Power distribution | CU/XLPE/LSHF/Armoured | 4C | 300mm² | Brown, Black, Grey, Blue | Sigma |  | m | 4Cx300mm² CU/XLPE/LSHF/Armoured Cable |  |  |  |  | Black
| LV | Power distribution | CU/XLPE/LSHF/Armoured | 4C | 400mm² | Brown, Black, Grey, Blue | Sigma |  | m | 4Cx400mm² CU/XLPE/LSHF/Armoured Cable |  |  |  |  | Black
LV
LV
| LV | Power distribution | CU/FR/Non-Armoured | 1C | 1.5mm² | Orange | Sigma |  | m | 1Cx1.5mm² CU/FR/Non-Armoured Cable
| LV | Power distribution | CU/FR/Non-Armoured | 1C | 2.5mm² | Orange | Sigma |  | m | 1Cx2.5mm² CU/FR/Non-Armoured Cable
| LV | Power distribution | CU/FR/Non-Armoured | 1C | 4mm² | Orange | Sigma |  | m | 1Cx4mm² CU/FR/Non-Armoured Cable
| LV | Power distribution | CU/FR/Non-Armoured | 1C | 6mm² | Orange | Sigma |  | m | 1Cx6mm² CU/FR/Non-Armoured Cable
| LV | Power distribution | CU/FR/Non-Armoured | 1C | 10mm² | Orange | Sigma |  | m | 1Cx10mm² CU/FR/Non-Armoured Cable
| LV | Power distribution | CU/FR/Non-Armoured | 1C | 16mm² | Orange | Sigma |  | m | 1Cx16mm² CU/FR/Non-Armoured Cable
| LV | Power distribution | CU/FR/Non-Armoured | 1C | 25mm² | Orange | Sigma |  | m | 1Cx25mm² CU/FR/Non-Armoured Cable
| LV | Power distribution | CU/FR/Non-Armoured | 1C | 35mm² | Orange | Sigma |  | m | 1Cx35mm² CU/FR/Non-Armoured Cable
| LV | Power distribution | CU/FR/Non-Armoured | 1C | 50mm² | Orange | Sigma |  | m | 1Cx50mm² CU/FR/Non-Armoured Cable
| LV | Power distribution | CU/FR/Non-Armoured | 1C | 70mm² | Orange | Sigma |  | m | 1Cx70mm² CU/FR/Non-Armoured Cable
| LV | Power distribution | CU/FR/Non-Armoured | 1C | 95mm² | Orange | Sigma |  | m | 1Cx95mm² CU/FR/Non-Armoured Cable
| LV | Power distribution | CU/FR/Non-Armoured | 1C | 120mm² | Orange | Sigma |  | m | 1Cx120mm² CU/FR/Non-Armoured Cable
| LV | Power distribution | CU/FR/Non-Armoured | 1C | 150mm² | Orange | Sigma |  | m | 1Cx150mm² CU/FR/Non-Armoured Cable
| LV | Power distribution | CU/FR/Non-Armoured | 1C | 185mm² | Orange | Sigma |  | m | 1Cx185mm² CU/FR/Non-Armoured Cable
| LV | Power distribution | CU/FR/Non-Armoured | 1C | 240mm² | Orange | Sigma |  | m | 1Cx240mm² CU/FR/Non-Armoured Cable
| LV | Power distribution | CU/FR/Non-Armoured | 1C | 300mm² | Orange | Sigma |  | m | 1Cx300mm² CU/FR/Non-Armoured Cable
| LV | Power distribution | CU/FR/Non-Armoured | 1C | 400mm² | Orange | Sigma |  | m | 1Cx400mm² CU/FR/Non-Armoured Cable
LV
LV
| LV | Power distribution | CU/FR/LSHF/Non-Armoured | 1C | 1.5mm² | Natural | Sigma |  | m | 1Cx1.5mm² CU/FR/LSHF/Non-Armoured Cable |  |  |  |  | Orange
| LV | Power distribution | CU/FR/LSHF/Non-Armoured | 1C | 2.5mm² | Natural | Sigma |  | m | 1Cx2.5mm² CU/FR/LSHF/Non-Armoured Cable |  |  |  |  | Orange
| LV | Power distribution | CU/FR/LSHF/Non-Armoured | 1C | 4mm² | Natural | Sigma |  | m | 1Cx4mm² CU/FR/LSHF/Non-Armoured Cable |  |  |  |  | Orange
| LV | Power distribution | CU/FR/LSHF/Non-Armoured | 1C | 6mm² | Natural | Sigma |  | m | 1Cx6mm² CU/FR/LSHF/Non-Armoured Cable |  |  |  |  | Orange
| LV | Power distribution | CU/FR/LSHF/Non-Armoured | 1C | 10mm² | Natural | Sigma |  | m | 1Cx10mm² CU/FR/LSHF/Non-Armoured Cable |  |  |  |  | Orange
| LV | Power distribution | CU/FR/LSHF/Non-Armoured | 1C | 16mm² | Natural | Sigma |  | m | 1Cx16mm² CU/FR/LSHF/Non-Armoured Cable |  |  |  |  | Orange
| LV | Power distribution | CU/FR/LSHF/Non-Armoured | 1C | 25mm² | Natural | Sigma |  | m | 1Cx25mm² CU/FR/LSHF/Non-Armoured Cable |  |  |  |  | Orange
| LV | Power distribution | CU/FR/LSHF/Non-Armoured | 1C | 35mm² | Natural | Sigma |  | m | 1Cx35mm² CU/FR/LSHF/Non-Armoured Cable |  |  |  |  | Orange
| LV | Power distribution | CU/FR/LSHF/Non-Armoured | 1C | 50mm² | Natural | Sigma |  | m | 1Cx50mm² CU/FR/LSHF/Non-Armoured Cable |  |  |  |  | Orange
| LV | Power distribution | CU/FR/LSHF/Non-Armoured | 1C | 70mm² | Natural | Sigma |  | m | 1Cx70mm² CU/FR/LSHF/Non-Armoured Cable |  |  |  |  | Orange
| LV | Power distribution | CU/FR/LSHF/Non-Armoured | 1C | 95mm² | Natural | Sigma |  | m | 1Cx95mm² CU/FR/LSHF/Non-Armoured Cable |  |  |  |  | Orange
| LV | Power distribution | CU/FR/LSHF/Non-Armoured | 1C | 120mm² | Natural | Sigma |  | m | 1Cx120mm² CU/FR/LSHF/Non-Armoured Cable |  |  |  |  | Orange
| LV | Power distribution | CU/FR/LSHF/Non-Armoured | 1C | 150mm² | Natural | Sigma |  | m | 1Cx150mm² CU/FR/LSHF/Non-Armoured Cable |  |  |  |  | Orange
| LV | Power distribution | CU/FR/LSHF/Non-Armoured | 1C | 185mm² | Natural | Sigma |  | m | 1Cx185mm² CU/FR/LSHF/Non-Armoured Cable |  |  |  |  | Orange
| LV | Power distribution | CU/FR/LSHF/Non-Armoured | 1C | 240mm² | Natural | Sigma |  | m | 1Cx240mm² CU/FR/LSHF/Non-Armoured Cable |  |  |  |  | Orange
| LV | Power distribution | CU/FR/LSHF/Non-Armoured | 1C | 300mm² | Natural | Sigma |  | m | 1Cx300mm² CU/FR/LSHF/Non-Armoured Cable |  |  |  |  | Orange
| LV | Power distribution | CU/FR/LSHF/Non-Armoured | 1C | 400mm² | Natural | Sigma |  | m | 1Cx400mm² CU/FR/LSHF/Non-Armoured Cable |  |  |  |  | Orange
LV
LV
| LV | Power distribution | CU/FR/LSHF/Armoured | 1C | 50mm² | Natural | Sigma |  | m | 1Cx50mm² CU/FR/LSHF/Armoured Cable |  |  |  |  | Orange
| LV | Power distribution | CU/FR/LSHF/Armoured | 1C | 70mm² | Natural | Sigma |  | m | 1Cx70mm² CU/FR/LSHF/Armoured Cable |  |  |  |  | Orange
| LV | Power distribution | CU/FR/LSHF/Armoured | 1C | 95mm² | Natural | Sigma |  | m | 1Cx95mm² CU/FR/LSHF/Armoured Cable |  |  |  |  | Orange
| LV | Power distribution | CU/FR/LSHF/Armoured | 1C | 120mm² | Natural | Sigma |  | m | 1Cx120mm² CU/FR/LSHF/Armoured Cable |  |  |  |  | Orange
| LV | Power distribution | CU/FR/LSHF/Armoured | 1C | 150mm² | Natural | Sigma |  | m | 1Cx150mm² CU/FR/LSHF/Armoured Cable |  |  |  |  | Orange
| LV | Power distribution | CU/FR/LSHF/Armoured | 1C | 185mm² | Natural | Sigma |  | m | 1Cx185mm² CU/FR/LSHF/Armoured Cable |  |  |  |  | Orange
| LV | Power distribution | CU/FR/LSHF/Armoured | 1C | 240mm² | Natural | Sigma |  | m | 1Cx240mm² CU/FR/LSHF/Armoured Cable |  |  |  |  | Orange
| LV | Power distribution | CU/FR/LSHF/Armoured | 1C | 300mm² | Natural | Sigma |  | m | 1Cx300mm² CU/FR/LSHF/Armoured Cable |  |  |  |  | Orange
| LV | Power distribution | CU/FR/LSHF/Armoured | 1C | 400mm² | Natural | Sigma |  | m | 1Cx400mm² CU/FR/LSHF/Armoured Cable |  |  |  |  | Orange
LV
LV
| LV | Power distribution | CU/FR/LSHF/Non-Armoured | 2C | 1.5mm² | Brown, Blue | Sigma |  | m | 2Cx1.5mm² CU/FR/LSHF/Non-Armoured Cable |  |  |  |  | Orange
| LV | Power distribution | CU/FR/LSHF/Non-Armoured | 2C | 2.5mm² | Brown, Blue | Sigma |  | m | 2Cx2.5mm² CU/FR/LSHF/Non-Armoured Cable |  |  |  |  | Orange
| LV | Power distribution | CU/FR/LSHF/Non-Armoured | 2C | 4mm² | Brown, Blue | Sigma |  | m | 2Cx4mm² CU/FR/LSHF/Non-Armoured Cable |  |  |  |  | Orange
| LV | Power distribution | CU/FR/LSHF/Non-Armoured | 2C | 6mm² | Brown, Blue | Sigma |  | m | 2Cx6mm² CU/FR/LSHF/Non-Armoured Cable |  |  |  |  | Orange
| LV | Power distribution | CU/FR/LSHF/Non-Armoured | 2C | 10mm² | Brown, Blue | Sigma |  | m | 2Cx10mm² CU/FR/LSHF/Non-Armoured Cable |  |  |  |  | Orange
| LV | Power distribution | CU/FR/LSHF/Non-Armoured | 2C | 16mm² | Brown, Blue | Sigma |  | m | 2Cx16mm² CU/FR/LSHF/Non-Armoured Cable |  |  |  |  | Orange
| LV | Power distribution | CU/FR/LSHF/Non-Armoured | 2C | 25mm² | Brown, Blue | Sigma |  | m | 2Cx25mm² CU/FR/LSHF/Non-Armoured Cable |  |  |  |  | Orange
| LV | Power distribution | CU/FR/LSHF/Non-Armoured | 2C | 35mm² | Brown, Blue | Sigma |  | m | 2Cx35mm² CU/FR/LSHF/Non-Armoured Cable |  |  |  |  | Orange
| LV | Power distribution | CU/FR/LSHF/Non-Armoured | 2C | 50mm² | Brown, Blue | Sigma |  | m | 2Cx50mm² CU/FR/LSHF/Non-Armoured Cable |  |  |  |  | Orange
| LV | Power distribution | CU/FR/LSHF/Non-Armoured | 2C | 70mm² | Brown, Blue | Sigma |  | m | 2Cx70mm² CU/FR/LSHF/Non-Armoured Cable |  |  |  |  | Orange
| LV | Power distribution | CU/FR/LSHF/Non-Armoured | 2C | 95mm² | Brown, Blue | Sigma |  | m | 2Cx95mm² CU/FR/LSHF/Non-Armoured Cable |  |  |  |  | Orange
| LV | Power distribution | CU/FR/LSHF/Non-Armoured | 2C | 120mm² | Brown, Blue | Sigma |  | m | 2Cx120mm² CU/FR/LSHF/Non-Armoured Cable |  |  |  |  | Orange
| LV | Power distribution | CU/FR/LSHF/Non-Armoured | 2C | 150mm² | Brown, Blue | Sigma |  | m | 2Cx150mm² CU/FR/LSHF/Non-Armoured Cable |  |  |  |  | Orange
| LV | Power distribution | CU/FR/LSHF/Non-Armoured | 2C | 185mm² | Brown, Blue | Sigma |  | m | 2Cx185mm² CU/FR/LSHF/Non-Armoured Cable |  |  |  |  | Orange
| LV | Power distribution | CU/FR/LSHF/Non-Armoured | 2C | 240mm² | Brown, Blue | Sigma |  | m | 2Cx240mm² CU/FR/LSHF/Non-Armoured Cable |  |  |  |  | Orange
| LV | Power distribution | CU/FR/LSHF/Non-Armoured | 2C | 300mm² | Brown, Blue | Sigma |  | m | 2Cx300mm² CU/FR/LSHF/Non-Armoured Cable |  |  |  |  | Orange
| LV | Power distribution | CU/FR/LSHF/Non-Armoured | 2C | 400mm² | Brown, Blue | Sigma |  |  | 2Cx400mm² CU/FR/LSHF/Non-Armoured Cable |  |  |  |  | Orange
LV
LV
| LV | Power distribution | CU/FR/LSHF/Armoured | 2C | 1.5mm² | Brown, Blue | Sigma |  | m | 2Cx1.5mm² CU/FR/LSHF/Armoured Cable |  |  |  |  | Orange
| LV | Power distribution | CU/FR/LSHF/Armoured | 2C | 2.5mm² | Brown, Blue | Sigma |  | m | 2Cx2.5mm² CU/FR/LSHF/Armoured Cable |  |  |  |  | Orange
| LV | Power distribution | CU/FR/LSHF/Armoured | 2C | 4mm² | Brown, Blue | Sigma |  | m | 2Cx4mm² CU/FR/LSHF/Armoured Cable |  |  |  |  | Orange
| LV | Power distribution | CU/FR/LSHF/Armoured | 2C | 6mm² | Brown, Blue | Sigma |  | m | 2Cx6mm² CU/FR/LSHF/Armoured Cable |  |  |  |  | Orange
| LV | Power distribution | CU/FR/LSHF/Armoured | 2C | 10mm² | Brown, Blue | Sigma |  | m | 2Cx10mm² CU/FR/LSHF/Armoured Cable |  |  |  |  | Orange
| LV | Power distribution | CU/FR/LSHF/Armoured | 2C | 16mm² | Brown, Blue | Sigma |  | m | 2Cx16mm² CU/FR/LSHF/Armoured Cable |  |  |  |  | Orange
| LV | Power distribution | CU/FR/LSHF/Armoured | 2C | 25mm² | Brown, Blue | Sigma |  | m | 2Cx25mm² CU/FR/LSHF/Armoured Cable |  |  |  |  | Orange
| LV | Power distribution | CU/FR/LSHF/Armoured | 2C | 35mm² | Brown, Blue | Sigma |  | m | 2Cx35mm² CU/FR/LSHF/Armoured Cable |  |  |  |  | Orange
| LV | Power distribution | CU/FR/LSHF/Armoured | 2C | 50mm² | Brown, Blue | Sigma |  | m | 2Cx50mm² CU/FR/LSHF/Armoured Cable |  |  |  |  | Orange
| LV | Power distribution | CU/FR/LSHF/Armoured | 2C | 70mm² | Brown, Blue | Sigma |  | m | 2Cx70mm² CU/FR/LSHF/Armoured Cable |  |  |  |  | Orange
| LV | Power distribution | CU/FR/LSHF/Armoured | 2C | 95mm² | Brown, Blue | Sigma |  | m | 2Cx95mm² CU/FR/LSHF/Armoured Cable |  |  |  |  | Orange
| LV | Power distribution | CU/FR/LSHF/Armoured | 2C | 120mm² | Brown, Blue | Sigma |  | m | 2Cx120mm² CU/FR/LSHF/Armoured Cable |  |  |  |  | Orange
| LV | Power distribution | CU/FR/LSHF/Armoured | 2C | 150mm² | Brown, Blue | Sigma |  | m | 2Cx150mm² CU/FR/LSHF/Armoured Cable |  |  |  |  | Orange
| LV | Power distribution | CU/FR/LSHF/Armoured | 2C | 185mm² | Brown, Blue | Sigma |  | m | 2Cx185mm² CU/FR/LSHF/Armoured Cable |  |  |  |  | Orange
| LV | Power distribution | CU/FR/LSHF/Armoured | 2C | 240mm² | Brown, Blue | Sigma |  | m | 2Cx240mm² CU/FR/LSHF/Armoured Cable |  |  |  |  | Orange
| LV | Power distribution | CU/FR/LSHF/Armoured | 2C | 300mm² | Brown, Blue | Sigma |  | m | 2Cx300mm² CU/FR/LSHF/Armoured Cable |  |  |  |  | Orange
| LV | Power distribution | CU/FR/LSHF/Armoured | 2C | 400mm² | Brown, Blue | Sigma |  | m | 2Cx400mm² CU/FR/LSHF/Armoured Cable |  |  |  |  | Orange
LV
LV
| LV | Power distribution | CU/FR/LSHF/Non-Armoured | 3C | 1.5mm² | Brown, Black, Grey | Sigma |  | m | 3Cx1.5mm² CU/FR/LSHF/Non-Armoured Cable |  |  |  |  | Orange
| LV | Power distribution | CU/FR/LSHF/Non-Armoured | 3C | 2.5mm² | Brown, Black, Grey | Sigma |  | m | 3Cx2.5mm² CU/FR/LSHF/Non-Armoured Cable |  |  |  |  | Orange
| LV | Power distribution | CU/FR/LSHF/Non-Armoured | 3C | 4mm² | Brown, Black, Grey | Sigma |  | m | 3Cx4mm² CU/FR/LSHF/Non-Armoured Cable |  |  |  |  | Orange
| LV | Power distribution | CU/FR/LSHF/Non-Armoured | 3C | 6mm² | Brown, Black, Grey | Sigma |  | m | 3Cx6mm² CU/FR/LSHF/Non-Armoured Cable |  |  |  |  | Orange
| LV | Power distribution | CU/FR/LSHF/Non-Armoured | 3C | 10mm² | Brown, Black, Grey | Sigma |  | m | 3Cx10mm² CU/FR/LSHF/Non-Armoured Cable |  |  |  |  | Orange
| LV | Power distribution | CU/FR/LSHF/Non-Armoured | 3C | 16mm² | Brown, Black, Grey | Sigma |  | m | 3Cx16mm² CU/FR/LSHF/Non-Armoured Cable |  |  |  |  | Orange
| LV | Power distribution | CU/FR/LSHF/Non-Armoured | 3C | 25mm² | Brown, Black, Grey | Sigma |  | m | 3Cx25mm² CU/FR/LSHF/Non-Armoured Cable |  |  |  |  | Orange
| LV | Power distribution | CU/FR/LSHF/Non-Armoured | 3C | 35mm² | Brown, Black, Grey | Sigma |  | m | 3Cx35mm² CU/FR/LSHF/Non-Armoured Cable |  |  |  |  | Orange
| LV | Power distribution | CU/FR/LSHF/Non-Armoured | 3C | 50mm² | Brown, Black, Grey | Sigma |  | m | 3Cx50mm² CU/FR/LSHF/Non-Armoured Cable |  |  |  |  | Orange
| LV | Power distribution | CU/FR/LSHF/Non-Armoured | 3C | 70mm² | Brown, Black, Grey | Sigma |  | m | 3Cx70mm² CU/FR/LSHF/Non-Armoured Cable |  |  |  |  | Orange
| LV | Power distribution | CU/FR/LSHF/Non-Armoured | 3C | 95mm² | Brown, Black, Grey | Sigma |  | m | 3Cx95mm² CU/FR/LSHF/Non-Armoured Cable |  |  |  |  | Orange
| LV | Power distribution | CU/FR/LSHF/Non-Armoured | 3C | 120mm² | Brown, Black, Grey | Sigma |  | m | 3Cx120mm² CU/FR/LSHF/Non-Armoured Cable |  |  |  |  | Orange
| LV | Power distribution | CU/FR/LSHF/Non-Armoured | 3C | 150mm² | Brown, Black, Grey | Sigma |  | m | 3Cx150mm² CU/FR/LSHF/Non-Armoured Cable |  |  |  |  | Orange
| LV | Power distribution | CU/FR/LSHF/Non-Armoured | 3C | 185mm² | Brown, Black, Grey | Sigma |  | m | 3Cx185mm² CU/FR/LSHF/Non-Armoured Cable |  |  |  |  | Orange
| LV | Power distribution | CU/FR/LSHF/Non-Armoured | 3C | 240mm² | Brown, Black, Grey | Sigma |  | m | 3Cx240mm² CU/FR/LSHF/Non-Armoured Cable |  |  |  |  | Orange
| LV | Power distribution | CU/FR/LSHF/Non-Armoured | 3C | 300mm² | Brown, Black, Grey | Sigma |  | m | 3Cx300mm² CU/FR/LSHF/Non-Armoured Cable |  |  |  |  | Orange
| LV | Power distribution | CU/FR/LSHF/Non-Armoured | 3C | 400mm² | Brown, Black, Grey | Sigma |  | m | 3Cx400mm² CU/FR/LSHF/Non-Armoured Cable |  |  |  |  | Orange
LV
LV
| LV | Power distribution | CU/FR/LSHF/Armoured | 3C | 1.5mm² | Brown, Black, Grey | Sigma |  | m | 3Cx1.5mm² CU/FR/LSHF/Armoured Cable |  |  |  |  | Orange
| LV | Power distribution | CU/FR/LSHF/Armoured | 3C | 2.5mm² | Brown, Black, Grey | Sigma |  | m | 3Cx2.5mm² CU/FR/LSHF/Armoured Cable |  |  |  |  | Orange
| LV | Power distribution | CU/FR/LSHF/Armoured | 3C | 4mm² | Brown, Black, Grey | Sigma |  | m | 3Cx4mm² CU/FR/LSHF/Armoured Cable |  |  |  |  | Orange
| LV | Power distribution | CU/FR/LSHF/Armoured | 3C | 6mm² | Brown, Black, Grey | Sigma |  | m | 3Cx6mm² CU/FR/LSHF/Armoured Cable |  |  |  |  | Orange
| LV | Power distribution | CU/FR/LSHF/Armoured | 3C | 10mm² | Brown, Black, Grey | Sigma |  | m | 3Cx10mm² CU/FR/LSHF/Armoured Cable |  |  |  |  | Orange
| LV | Power distribution | CU/FR/LSHF/Armoured | 3C | 16mm² | Brown, Black, Grey | Sigma |  | m | 3Cx16mm² CU/FR/LSHF/Armoured Cable |  |  |  |  | Orange
| LV | Power distribution | CU/FR/LSHF/Armoured | 3C | 25mm² | Brown, Black, Grey | Sigma |  | m | 3Cx25mm² CU/FR/LSHF/Armoured Cable |  |  |  |  | Orange
| LV | Power distribution | CU/FR/LSHF/Armoured | 3C | 35mm² | Brown, Black, Grey | Sigma |  | m | 3Cx35mm² CU/FR/LSHF/Armoured Cable |  |  |  |  | Orange
| LV | Power distribution | CU/FR/LSHF/Armoured | 3C | 50mm² | Brown, Black, Grey | Sigma |  | m | 3Cx50mm² CU/FR/LSHF/Armoured Cable |  |  |  |  | Orange
| LV | Power distribution | CU/FR/LSHF/Armoured | 3C | 70mm² | Brown, Black, Grey | Sigma |  | m | 3Cx70mm² CU/FR/LSHF/Armoured Cable |  |  |  |  | Orange
| LV | Power distribution | CU/FR/LSHF/Armoured | 3C | 95mm² | Brown, Black, Grey | Sigma |  | m | 3Cx95mm² CU/FR/LSHF/Armoured Cable |  |  |  |  | Orange
| LV | Power distribution | CU/FR/LSHF/Armoured | 3C | 120mm² | Brown, Black, Grey | Sigma |  | m | 3Cx120mm² CU/FR/LSHF/Armoured Cable |  |  |  |  | Orange
| LV | Power distribution | CU/FR/LSHF/Armoured | 3C | 150mm² | Brown, Black, Grey | Sigma |  | m | 3Cx150mm² CU/FR/LSHF/Armoured Cable |  |  |  |  | Orange
| LV | Power distribution | CU/FR/LSHF/Armoured | 3C | 185mm² | Brown, Black, Grey | Sigma |  | m | 3Cx185mm² CU/FR/LSHF/Armoured Cable |  |  |  |  | Orange
| LV | Power distribution | CU/FR/LSHF/Armoured | 3C | 240mm² | Brown, Black, Grey | Sigma |  | m | 3Cx240mm² CU/FR/LSHF/Armoured Cable |  |  |  |  | Orange
| LV | Power distribution | CU/FR/LSHF/Armoured | 3C | 300mm² | Brown, Black, Grey | Sigma |  | m | 3Cx300mm² CU/FR/LSHF/Armoured Cable |  |  |  |  | Orange
| LV | Power distribution | CU/FR/LSHF/Armoured | 3C | 400mm² | Brown, Black, Grey | Sigma |  | m | 3Cx400mm² CU/FR/LSHF/Armoured Cable |  |  |  |  | Orange
LV
LV
| LV | Power distribution | CU/FR/LSHF/Non-Armoured | 4C | 1.5mm² | Brown, Black, Grey, Blue | Sigma |  | m | 4Cx1.5mm² CU/FR/LSHF/Non-Armoured Cable |  |  |  |  | Orange
| LV | Power distribution | CU/FR/LSHF/Non-Armoured | 4C | 2.5mm² | Brown, Black, Grey, Blue | Sigma |  | m | 4Cx2.5mm² CU/FR/LSHF/Non-Armoured Cable |  |  |  |  | Orange
| LV | Power distribution | CU/FR/LSHF/Non-Armoured | 4C | 4mm² | Brown, Black, Grey, Blue | Sigma |  | m | 4Cx4mm² CU/FR/LSHF/Non-Armoured Cable |  |  |  |  | Orange
| LV | Power distribution | CU/FR/LSHF/Non-Armoured | 4C | 6mm² | Brown, Black, Grey, Blue | Sigma |  | m | 4Cx6mm² CU/FR/LSHF/Non-Armoured Cable |  |  |  |  | Orange
| LV | Power distribution | CU/FR/LSHF/Non-Armoured | 4C | 10mm² | Brown, Black, Grey, Blue | Sigma |  | m | 4Cx10mm² CU/FR/LSHF/Non-Armoured Cable |  |  |  |  | Orange
| LV | Power distribution | CU/FR/LSHF/Non-Armoured | 4C | 16mm² | Brown, Black, Grey, Blue | Sigma |  | m | 4Cx16mm² CU/FR/LSHF/Non-Armoured Cable |  |  |  |  | Orange
| LV | Power distribution | CU/FR/LSHF/Non-Armoured | 4C | 25mm² | Brown, Black, Grey, Blue | Sigma |  | m | 4Cx25mm² CU/FR/LSHF/Non-Armoured Cable |  |  |  |  | Orange
| LV | Power distribution | CU/FR/LSHF/Non-Armoured | 4C | 35mm² | Brown, Black, Grey, Blue | Sigma |  | m | 4Cx35mm² CU/FR/LSHF/Non-Armoured Cable |  |  |  |  | Orange
| LV | Power distribution | CU/FR/LSHF/Non-Armoured | 4C | 50mm² | Brown, Black, Grey, Blue | Sigma |  | m | 4Cx50mm² CU/FR/LSHF/Non-Armoured Cable |  |  |  |  | Orange
| LV | Power distribution | CU/FR/LSHF/Non-Armoured | 4C | 70mm² | Brown, Black, Grey, Blue | Sigma |  | m | 4Cx70mm² CU/FR/LSHF/Non-Armoured Cable |  |  |  |  | Orange
| LV | Power distribution | CU/FR/LSHF/Non-Armoured | 4C | 95mm² | Brown, Black, Grey, Blue | Sigma |  | m | 4Cx95mm² CU/FR/LSHF/Non-Armoured Cable |  |  |  |  | Orange
| LV | Power distribution | CU/FR/LSHF/Non-Armoured | 4C | 120mm² | Brown, Black, Grey, Blue | Sigma |  | m | 4Cx120mm² CU/FR/LSHF/Non-Armoured Cable |  |  |  |  | Orange
| LV | Power distribution | CU/FR/LSHF/Non-Armoured | 4C | 150mm² | Brown, Black, Grey, Blue | Sigma |  | m | 4Cx150mm² CU/FR/LSHF/Non-Armoured Cable |  |  |  |  | Orange
| LV | Power distribution | CU/FR/LSHF/Non-Armoured | 4C | 185mm² | Brown, Black, Grey, Blue | Sigma |  | m | 4Cx185mm² CU/FR/LSHF/Non-Armoured Cable |  |  |  |  | Orange
| LV | Power distribution | CU/FR/LSHF/Non-Armoured | 4C | 240mm² | Brown, Black, Grey, Blue | Sigma |  | m | 4Cx240mm² CU/FR/LSHF/Non-Armoured Cable |  |  |  |  | Orange
| LV | Power distribution | CU/FR/LSHF/Non-Armoured | 4C | 300mm² | Brown, Black, Grey, Blue | Sigma |  | m | 4Cx300mm² CU/FR/LSHF/Non-Armoured Cable |  |  |  |  | Orange
| LV | Power distribution | CU/FR/LSHF/Non-Armoured | 4C | 400mm² | Brown, Black, Grey, Blue | Sigma |  | m | 4Cx400mm² CU/FR/LSHF/Non-Armoured Cable |  |  |  |  | Orange
LV
LV
| LV | Power distribution | CU/FR/LSHF/Armoured | 4C | 1.5mm² | Brown, Black, Grey, Blue | Sigma |  | m | 4Cx1.5mm² CU/FR/LSHF/Armoured Cable |  |  |  |  | Orange
| LV | Power distribution | CU/FR/LSHF/Armoured | 4C | 2.5mm² | Brown, Black, Grey, Blue | Sigma |  | m | 4Cx2.5mm² CU/FR/LSHF/Armoured Cable |  |  |  |  | Orange
| LV | Power distribution | CU/FR/LSHF/Armoured | 4C | 4mm² | Brown, Black, Grey, Blue | Sigma |  | m | 4Cx4mm² CU/FR/LSHF/Armoured Cable |  |  |  |  | Orange
| LV | Power distribution | CU/FR/LSHF/Armoured | 4C | 6mm² | Brown, Black, Grey, Blue | Sigma |  | m | 4Cx6mm² CU/FR/LSHF/Armoured Cable |  |  |  |  | Orange
| LV | Power distribution | CU/FR/LSHF/Armoured | 4C | 10mm² | Brown, Black, Grey, Blue | Sigma |  | m | 4Cx10mm² CU/FR/LSHF/Armoured Cable |  |  |  |  | Orange
| LV | Power distribution | CU/FR/LSHF/Armoured | 4C | 16mm² | Brown, Black, Grey, Blue | Sigma |  | m | 4Cx16mm² CU/FR/LSHF/Armoured Cable |  |  |  |  | Orange
| LV | Power distribution | CU/FR/LSHF/Armoured | 4C | 25mm² | Brown, Black, Grey, Blue | Sigma |  | m | 4Cx25mm² CU/FR/LSHF/Armoured Cable |  |  |  |  | Orange
| LV | Power distribution | CU/FR/LSHF/Armoured | 4C | 35mm² | Brown, Black, Grey, Blue | Sigma |  | m | 4Cx35mm² CU/FR/LSHF/Armoured Cable |  |  |  |  | Orange
| LV | Power distribution | CU/FR/LSHF/Armoured | 4C | 50mm² | Brown, Black, Grey, Blue | Sigma |  | m | 4Cx50mm² CU/FR/LSHF/Armoured Cable |  |  |  |  | Orange
| LV | Power distribution | CU/FR/LSHF/Armoured | 4C | 70mm² | Brown, Black, Grey, Blue | Sigma |  | m | 4Cx70mm² CU/FR/LSHF/Armoured Cable |  |  |  |  | Orange
| LV | Power distribution | CU/FR/LSHF/Armoured | 4C | 95mm² | Brown, Black, Grey, Blue | Sigma |  | m | 4Cx95mm² CU/FR/LSHF/Armoured Cable |  |  |  |  | Orange
| LV | Power distribution | CU/FR/LSHF/Armoured | 4C | 120mm² | Brown, Black, Grey, Blue | Sigma |  | m | 4Cx120mm² CU/FR/LSHF/Armoured Cable |  |  |  |  | Orange
| LV | Power distribution | CU/FR/LSHF/Armoured | 4C | 150mm² | Brown, Black, Grey, Blue | Sigma |  | m | 4Cx150mm² CU/FR/LSHF/Armoured Cable |  |  |  |  | Orange
| LV | Power distribution | CU/FR/LSHF/Armoured | 4C | 185mm² | Brown, Black, Grey, Blue | Sigma |  | m | 4Cx185mm² CU/FR/LSHF/Armoured Cable |  |  |  |  | Orange
| LV | Power distribution | CU/FR/LSHF/Armoured | 4C | 240mm² | Brown, Black, Grey, Blue | Sigma |  | m | 4Cx240mm² CU/FR/LSHF/Armoured Cable |  |  |  |  | Orange
| LV | Power distribution | CU/FR/LSHF/Armoured | 4C | 300mm² | Brown, Black, Grey, Blue | Sigma |  | m | 4Cx300mm² CU/FR/LSHF/Armoured Cable |  |  |  |  | Orange
| LV | Power distribution | CU/FR/LSHF/Armoured | 4C | 400mm² | Brown, Black, Grey, Blue | Sigma |  | m | 4Cx400mm² CU/FR/LSHF/Armoured Cable |  |  |  |  | Orange
LV
LV
| LV | [8 empty] | Lighting Fixtures
| LV | Lighting fixtures | LED |  | 5W | 3200K | Philip |  | pcs | LED Recessed Downlight 5W (Round)
| LV | Lighting fixtures | LED |  | 6W | 3200K | Philip |  | pcs | LED Recessed Downlight 6W (Round)
| LV | Lighting fixtures | LED |  | 7W | 3200K | Philip |  | pcs | LED Recessed Downlight 7W (Round)
| LV | Lighting fixtures | LED |  | 9W | 3200K | Philip |  | pcs | LED Recessed Downlight 9W (Round)
| LV | Lighting fixtures | LED |  | 10W | 3200K | Philip |  | pcs | LED Recessed Downlight 10W (Round)
| LV | Lighting fixtures | LED |  | 11W | 3200K | Philip |  | pcs | LED Recessed Downlight 11W (Round)
| LV | Lighting fixtures | LED |  | 12W | 3200K | Philip |  | pcs | LED Recessed Downlight 12W (Round)
| LV | Lighting fixtures | LED |  | 15W | 3200K | Philip |  | pcs | LED Recessed Downlight 15W (Round)
| LV | Lighting fixtures | LED |  | 18W | 3200K | Philip |  | pcs | LED Recessed Downlight 18W (Round)
| LV | Lighting fixtures | LED |  | 20W | 3200K | Philip |  | pcs | LED Recessed Downlight 20W (Round)
| LV | Lighting fixtures | LED |  | 25W | 3200K | Philip |  | pcs | LED Recessed Downlight 25W (Round)
| LV | Lighting fixtures | LED |  | 30W | 3200K | Philip |  | pcs | LED Recessed Downlight 30W (Round)
| LV | Lighting fixtures | LED |  | 40W | 3200K | Philip |  | pcs | LED Recessed Downlight 40W (Round)
| LV | Lighting fixtures | LED |  | 5W | 3200K | Philip |  | pcs | LED Recessed Downlight 5W (Square)
| LV | Lighting fixtures | LED |  | 6W | 3200K | Philip |  | pcs | LED Recessed Downlight 6W (Square)
| LV | Lighting fixtures | LED |  | 7W | 3200K | Philip |  | pcs | LED Recessed Downlight 7W (Square)
| LV | Lighting fixtures | LED |  | 9W | 3200K | Philip |  | pcs | LED Recessed Downlight 9W (Square)
| LV | Lighting fixtures | LED |  | 10W | 3200K | Philip |  | pcs | LED Recessed Downlight 10W (Square)
| LV | Lighting fixtures | LED |  | 11W | 3200K | Philip |  | pcs | LED Recessed Downlight 11W (Square)
| LV | Lighting fixtures | LED |  | 12W | 3200K | Philip |  | pcs | LED Recessed Downlight 12W (Square)
| LV | Lighting fixtures | LED |  | 15W | 3200K | Philip |  | pcs | LED Recessed Downlight 15W (Square)
| LV | Lighting fixtures | LED |  | 18W | 3200K | Philip |  | pcs | LED Recessed Downlight 18W (Square)
| LV | Lighting fixtures | LED |  | 20W | 3200K | Philip |  | pcs | LED Recessed Downlight 20W (Square)
| LV | Lighting fixtures | LED |  | 25W | 3200K | Philip |  | pcs | LED Recessed Downlight 25W (Square)
| LV | Lighting fixtures | LED |  | 30W | 3200K | Philip |  | pcs | LED Recessed Downlight 30W (Square)
| LV | Lighting fixtures | LED |  | 40W | 3200K | Philip |  | pcs | LED Recessed Downlight 40W (Square)
| LV | Lighting fixtures | LED |  | 5W | 3200K | Philip |  | pcs | LED Surface Downlight 5W (Round)
| LV | Lighting fixtures | LED |  | 6W | 3200K | Philip |  | pcs | LED Surface Downlight 6W (Round)
| LV | Lighting fixtures | LED |  | 7W | 3200K | Philip |  | pcs | LED Surface Downlight 7W (Round)
| LV | Lighting fixtures | LED |  | 9W | 3200K | Philip |  | pcs | LED Surface Downlight 9W (Round)
| LV | Lighting fixtures | LED |  | 10W | 3200K | Philip |  | pcs | LED Surface Downlight 10W (Round)
| LV | Lighting fixtures | LED |  | 11W | 3200K | Philip |  | pcs | LED Surface Downlight 11W (Round)
| LV | Lighting fixtures | LED |  | 12W | 3200K | Philip |  | pcs | LED Surface Downlight 12W (Round)
| LV | Lighting fixtures | LED |  | 15W | 3200K | Philip |  | pcs | LED Surface Downlight 15W (Round)
| LV | Lighting fixtures | LED |  | 18W | 3200K | Philip |  | pcs | LED Surface Downlight 18W (Round)
| LV | Lighting fixtures | LED |  | 20W | 3200K | Philip |  | pcs | LED Surface Downlight 20W (Round)
| LV | Lighting fixtures | LED |  | 25W | 3200K | Philip |  | pcs | LED Surface Downlight 25W (Round)
| LV | Lighting fixtures | LED |  | 30W | 3200K | Philip |  | pcs | LED Surface Downlight 30W (Round)
| LV | Lighting fixtures | LED |  | 40W | 3200K | Philip |  | pcs | LED Surface Downlight 40W (Round)
| LV | Lighting fixtures | LED |  | 5W | 3200K | Philip |  | pcs | LED Surface Downlight 5W (Square)
| LV | Lighting fixtures | LED |  | 6W | 3200K | Philip |  | pcs | LED Surface Downlight 6W (Square)
| LV | Lighting fixtures | LED |  | 7W | 3200K | Philip |  | pcs | LED Surface Downlight 7W (Square)
| LV | Lighting fixtures | LED |  | 9W | 3200K | Philip |  | pcs | LED Surface Downlight 9W (Square)
| LV | Lighting fixtures | LED |  | 10W | 3200K | Philip |  | pcs | LED Surface Downlight 10W (Square)
| LV | Lighting fixtures | LED |  | 11W | 3200K | Philip |  | pcs | LED Surface Downlight 11W (Square)
| LV | Lighting fixtures | LED |  | 12W | 3200K | Philip |  | pcs | LED Surface Downlight 12W (Square)
| LV | Lighting fixtures | LED |  | 15W | 3200K | Philip |  | pcs | LED Surface Downlight 15W (Square)
| LV | Lighting fixtures | LED |  | 18W | 3200K | Philip |  | pcs | LED Surface Downlight 18W (Square)
| LV | Lighting fixtures | LED |  | 20W | 3200K | Philip |  | pcs | LED Surface Downlight 20W (Square)
| LV | Lighting fixtures | LED |  | 25W | 3200K | Philip |  | pcs | LED Surface Downlight 25W (Square)
| LV | Lighting fixtures | LED |  | 30W | 3200K | Philip |  | pcs | LED Surface Downlight 30W (Square)
| LV | Lighting fixtures | LED |  | 40W | 3200K | Philip |  | pcs | LED Surface Downlight 40W (Square)
| LV | Lighting fixtures | LED |  | 10W | 3200K | Philip |  | pcs | LED tube 1x10W Surface weatherproof housing 600mm
| LV | Lighting fixtures | LED |  | 20W | 3200K | Philip |  | pcs | LED tube 2x10W Surface weatherproof housing 600mm
| LV | Lighting fixtures | LED |  | 20W | 3200K | Philip |  | pcs | LED tube 1x20W Surface weatherproof housing 1200mm
| LV | Lighting fixtures | LED |  | 40W | 3200K | Philip |  | pcs | LED tube 2x20W Surface weatherproof housing 1200mm
| LV | Lighting fixtures | Fluorescent Tube |  | 28W | 3200K | Philip |  | pcs | Recessed Fluorescent Louver Light 2x14W T5 600mm
| LV | Lighting fixtures | Fluorescent Tube |  | 36W | 3200K | Philip |  | pcs | Recessed Fluorescent Louver Light 2x18W T8 600mm
| LV | Lighting fixtures | Fluorescent Tube |  | 56W | 3200K | Philip |  | pcs | Recessed Fluorescent Louver Light 2x28W T5 1200mm
| LV | Lighting fixtures | Fluorescent Tube |  | 72W | 3200K | Philip |  | pcs | Recessed Fluorescent Louver Light 2x36W T8 1200mm
| LV | Lighting fixtures | Fluorescent Tube |  | 42W | 3200K | Philip |  | pcs | Recessed Fluorescent Louver Light 3x14W T5 600mm
| LV | Lighting fixtures | Fluorescent Tube |  | 54W | 3200K | Philip |  | pcs | Recessed Fluorescent Louver Light 3x18W T8 600mm
| LV | Lighting fixtures | Fluorescent Tube |  | 56W | 3200K | Philip |  | pcs | Recessed Fluorescent Louver Light 4x14W T5 600mm
| LV | Lighting fixtures | LED |  | 40W | 3200K | Philip |  | pcs | LED 40W Panel light 600x600mm
| LV | Lighting fixtures | LED |  | 40W | 3200K | Philip |  | pcs | LED 40W Panel light 1200x300mm
| LV | Lighting fixtures | LED |  | 80W | 3200K | Philip |  | pcs | LED 80W Panel light 1200x600mm
| LV | Lighting fixtures | LED |  | 8W | 3200K | Philip |  | pcs | T5 LED 8W Batten Light 600mm Push-in connector
| LV | Lighting fixtures | LED |  | 16W | 3200K | Philip |  | pcs | T5 LED 16W Batten Light 1200mm Push-in connector
| LV | Lighting fixtures | T5 LED Tube |  | 9W | 3200K | Philips |  | pcs | T5 LED Tube 9W L=600mm
| LV | Lighting fixtures | T8 LED Tube |  | 10W | 3200K | Philips |  | pcs | T8 LED Tube 10W L=600mm
| LV | Lighting fixtures | T5 LED Tube |  | 18W | 3200K | Philips |  | pcs | T5 LED Tube 18W L=1200mm
| LV | Lighting fixtures | T8 LED Tube |  | 20W | 3200K | Philips |  | pcs | T8 LED Tube 20W L=1200mm
| LV | Lighting fixtures | T5 Fluorescent Tube |  | 14W | 3200K | Philips |  | pcs | T5 Fluorescent Tube 14W L=600mm
| LV | Lighting fixtures | T8 Fluorescent Tube |  | 18W | 3200K | Philips |  | pcs | T8 Fluorescent Tube 18W L=600mm
| LV | Lighting fixtures | T5 Fluorescent Tube |  | 28W | 3200K | Philips |  | pcs | T5 Fluorescent Tube 28W L=1200mm
| LV | Lighting fixtures | T8 Fluorescent Tube |  | 36W | 3200K | Philips |  | pcs | T8 Fluorescent Tube 36W L=1200mm
LV
| LV | [8 empty] | Cable tray/trucking/Ladder system
| LV | Cable tray | Pre-galvanized Cable Tray |  | 50Wx50H mm |  | Hainam |  | m | Pre-galvanized Cable Tray 50Wx50H mm
| LV | Cable tray | Pre-galvanized Cable Tray |  | 100Wx50H mm |  | Hainam |  | m | Pre-galvanized Cable Tray 100Wx50H mm
| LV | Cable tray | Pre-galvanized Cable Tray |  | 150Wx50H mm |  | Hainam |  | m | Pre-galvanized Cable Tray 150Wx50H mm
| LV | Cable tray | Pre-galvanized Cable Tray |  | 200Wx50H mm |  | Hainam |  | m | Pre-galvanized Cable Tray 200Wx50H mm
| LV | Cable tray | Pre-galvanized Cable Tray |  | 250Wx50H mm |  | Hainam |  | m | Pre-galvanized Cable Tray 250Wx50H mm
| LV | Cable tray | Pre-galvanized Cable Tray |  | 300Wx50H mm |  | Hainam |  | m | Pre-galvanized Cable Tray 300Wx50H mm
| LV | Cable tray | Pre-galvanized Cable Tray |  | 400Wx50H mm |  | Hainam |  | m | Pre-galvanized Cable Tray 400Wx50H mm
| LV | Cable tray | Pre-galvanized Cable Tray |  | 500Wx50H mm |  | Hainam |  | m | Pre-galvanized Cable Tray 500Wx50H mm
| LV | Cable tray | Pre-galvanized Cable Tray |  | 600Wx50H mm |  | Hainam |  | m | Pre-galvanized Cable Tray 600Wx50H mm
| LV | Cable tray | Pre-galvanized Cable Tray |  | 800Wx50H mm |  | Hainam |  | m | Pre-galvanized Cable Tray 800Wx50H mm
| LV | Cable tray | Pre-galvanized Cable Tray-Elbow |  | 50Wx50H mm |  | Hainam |  | m | Pre-galvanized Cable Tray-Elbow 90º 50Wx50H
| LV | Cable tray | Pre-galvanized Cable Tray-Elbow |  | 100Wx50H mm |  | Hainam |  | m | Pre-galvanized Cable Tray-Elbow 90º 100Wx50H
| LV | Cable tray | Pre-galvanized Cable Tray-Elbow |  | 150Wx50H mm |  | Hainam |  | m | Pre-galvanized Cable Tray-Elbow 90º 150Wx50H
| LV | Cable tray | Pre-galvanized Cable Tray-Elbow |  | 200Wx50H mm |  | Hainam |  | m | Pre-galvanized Cable Tray-Elbow 90º 200Wx50H
| LV | Cable tray | Pre-galvanized Cable Tray-Elbow |  | 250Wx50H mm |  | Hainam |  | m | Pre-galvanized Cable Tray-Elbow 90º 250Wx50H
| LV | Cable tray | Pre-galvanized Cable Tray-Elbow |  | 300Wx50H mm |  | Hainam |  | m | Pre-galvanized Cable Tray-Elbow 90º 300Wx50H
| LV | Cable tray | Pre-galvanized Cable Tray-Elbow |  | 400Wx50H mm |  | Hainam |  | m | Pre-galvanized Cable Tray-Elbow 90º 400Wx50H
| LV | Cable tray | Pre-galvanized Cable Tray-Elbow |  | 500Wx50H mm |  | Hainam |  | m | Pre-galvanized Cable Tray-Elbow 90º 500Wx50H
| LV | Cable tray | Pre-galvanized Cable Tray-Elbow |  | 600Wx50H mm |  | Hainam |  | m | Pre-galvanized Cable Tray-Elbow 90º 600Wx50H
| LV | Cable tray | Pre-galvanized Cable Tray-Elbow |  | 800Wx50H mm |  | Hainam |  | m | Pre-galvanized Cable Tray-Elbow 90º 800Wx50H
| LV | Cable tray | Pre-galvanized Cable Tray-Equal Tee |  | 50Wx50H mm |  | Hainam |  | m | Pre-galvanized Cable Tray-Equal Tee 50Wx50H
| LV | Cable tray | Pre-galvanized Cable Tray-Equal Tee |  | 100Wx50H mm |  | Hainam |  | m | Pre-galvanized Cable Tray-Equal Tee 100Wx50H
| LV | Cable tray | Pre-galvanized Cable Tray-Equal Tee |  | 150Wx50H mm |  | Hainam |  | m | Pre-galvanized Cable Tray-Equal Tee 150W50H
| LV | Cable tray | Pre-galvanized Cable Tray-Equal Tee |  | 200Wx50H mm |  | Hainam |  | m | Pre-galvanized Cable Tray-Equal Tee 200Wx50H
| LV | Cable tray | Pre-galvanized Cable Tray-Equal Tee |  | 250Wx50H mm |  | Hainam |  | m | Pre-galvanized Cable Tray-Equal Tee 250Wx50H
| LV | Cable tray | Pre-galvanized Cable Tray-Equal Tee |  | 300Wx50H mm |  | Hainam |  | m | Pre-galvanized Cable Tray-Equal Tee 300Wx50H
| LV | Cable tray | Pre-galvanized Cable Tray-Equal Tee |  | 400Wx50H mm |  | Hainam |  | m | Pre-galvanized Cable Tray-Equal Tee 400Wx50H
| LV | Cable tray | Pre-galvanized Cable Tray-Equal Tee |  | 500Wx50H mm |  | Hainam |  | m | Pre-galvanized Cable Tray-Equal Tee 500Wx50H
| LV | Cable tray | Pre-galvanized Cable Tray-Equal Tee |  | 600Wx50H mm |  | Hainam |  | m | Pre-galvanized Cable Tray-Equal Tee 600Wx50H
| LV | Cable tray | Pre-galvanized Cable Tray-Equal Tee |  | 800Wx50H mm |  | Hainam |  | m | Pre-galvanized Cable Tray-Equal Tee 800Wx50H
| LV | Cable tray | Pre-galvanized Cable Tray-Unequal Tee |  | 100Wx100Wx50Wx50H mm |  | Hainam |  | m | Pre-galvanized Cable Tray-Unequal Tee 100Wx100Wx50Wx50H
| LV | Cable tray | Pre-galvanized Cable Tray-Unequal Tee |  | 100Wx100Wx150Wx50H mm |  | Hainam |  | m | Pre-galvanized Cable Tray-Unequal Tee 100Wx100Wx150Wx50H
| LV | Cable tray | Pre-galvanized Cable Tray-Unequal Tee |  | 200Wx200Wx100Wx50H mm |  | Hainam |  | m | Pre-galvanized Cable Tray-Unequal Tee 200Wx200Wx100Wx50H
| LV | Cable tray | Pre-galvanized Cable Tray-Unequal Tee |  | 200Wx200Wx150Wx50H mm |  | Hainam |  | m | Pre-galvanized Cable Tray-Unequal Tee 200Wx200Wx150Wx50H
| LV | Cable tray | Pre-galvanized Cable Tray-Unequal Tee |  | 200Wx200Wx300Wx50H mm |  | Hainam |  | m | Pre-galvanized Cable Tray-Unequal Tee 200Wx200Wx300Wx50H
| LV | Cable tray | Pre-galvanized Cable Tray-Unequal Tee |  | 300Wx300Wx150Wx50H mm |  | Hainam |  | m | Pre-galvanized Cable Tray-Unequal Tee 300Wx300Wx150Wx50H
| LV | Cable tray | Pre-galvanized Cable Tray-Unequal Tee |  | 300Wx300Wx200Wx50H mm |  | Hainam |  | m | Pre-galvanized Cable Tray-Unequal Tee 300Wx300Wx200Wx50H
| LV | Cable tray | Pre-galvanized Cable Tray-Unequal Tee |  | 400Wx400Wx200Wx50H mm |  | Hainam |  | m | Pre-galvanized Cable Tray-Unequal Tee 400Wx400Wx200Wx50H
| LV | Cable tray | Pre-galvanized Cable Tray-Unequal Tee |  | 400Wx400Wx300Wx50H mm |  | Hainam |  | m | Pre-galvanized Cable Tray-Unequal Tee 400Wx400Wx300Wx50H
| LV | Cable tray | Pre-galvanized Cable Tray-Unequal Tee |  | 500Wx500Wx200Wx50H mm |  | Hainam |  | m | Pre-galvanized Cable Tray-Unequal Tee 500Wx500Wx200Wx50H
| LV | Cable tray | Pre-galvanized Cable Tray-Unequal Tee |  | 500Wx500Wx300Wx50H mm |  | Hainam |  | m | Pre-galvanized Cable Tray-Unequal Tee 500Wx500Wx300Wx50H
| LV | Cable tray | Pre-galvanized Cable Tray-Unequal Tee |  | 600Wx600Wx400Wx50H mm |  | Hainam |  | m | Pre-galvanized Cable Tray-Unequal Tee 600Wx600Wx400Wx50H
| LV | Cable tray | Pre-galvanized Cable Tray-Unequal Tee |  | 600Wx600Wx500Wx50H mm |  | Hainam |  | m | Pre-galvanized Cable Tray-Unequal Tee 600Wx600Wx500Wx50H
| LV | Cable tray | Pre-galvanized Cable Tray-Unequal Tee |  | 800Wx800Wx400Wx50H mm |  | Hainam |  | m | Pre-galvanized Cable Tray-Unequal Tee 800Wx800Wx400Wx50H
| LV | Cable tray | Pre-galvanized Cable Tray-Unequal Tee |  | 800Wx800Wx600Wx50H mm |  | Hainam |  | m | Pre-galvanized Cable Tray-Unequal Tee 800Wx800Wx600Wx50H
| LV | Cable tray | Pre-galvanized Cable Tray-Straight Reducer |  | 100Wx50Wx50H mm |  | Hainam |  | m | Pre-galvanized Cable Tray-Straight Reducer 100Wx50Wx50H
| LV | Cable tray | Pre-galvanized Cable Tray-Straight Reducer |  | 150Wx100Wx50H mm |  | Hainam |  | m | Pre-galvanized Cable Tray-Straight Reducer 150Wx100Wx50H
| LV | Cable tray | Pre-galvanized Cable Tray-Straight Reducer |  | 200Wx150Wx50H mm |  | Hainam |  | m | Pre-galvanized Cable Tray-Straight Reducer 200Wx150Wx50H
| LV | Cable tray | Pre-galvanized Cable Tray-Straight Reducer |  | 300Wx200Wx50H mm |  | Hainam |  | m | Pre-galvanized Cable Tray-Straight Reducer 300Wx200Wx50H
| LV | Cable tray | Pre-galvanized Cable Tray-Straight Reducer |  | 400Wx200Wx50H mm |  | Hainam |  | m | Pre-galvanized Cable Tray-Straight Reducer 400Wx200Wx50H
| LV | Cable tray | Pre-galvanized Cable Tray-Straight Reducer |  | 400Wx300Wx50H mm |  | Hainam |  | m | Pre-galvanized Cable Tray-Straight Reducer 400Wx300Wx50H
| LV | Cable tray | Pre-galvanized Cable Tray-Straight Reducer |  | 500Wx300Wx50H mm |  | Hainam |  | m | Pre-galvanized Cable Tray-Straight Reducer 500Wx300Wx50H
| LV | Cable tray | Pre-galvanized Cable Tray-Straight Reducer |  | 500Wx400Wx50H mm |  | Hainam |  | m | Pre-galvanized Cable Tray-Straight Reducer 500Wx400Wx50H
| LV | Cable tray | Pre-galvanized Cable Tray-Straight Reducer |  | 600Wx300Wx50H mm |  | Hainam |  | m | Pre-galvanized Cable Tray-Straight Reducer 600Wx300Wx50H
| LV | Cable tray | Pre-galvanized Cable Tray-Straight Reducer |  | 600Wx400Wx50H mm |  | Hainam |  | m | Pre-galvanized Cable Tray-Straight Reducer 600Wx400Wx50H
| LV | Cable tray | Pre-galvanized Cable Tray-Straight Reducer |  | 800Wx500Wx50H mm |  | Hainam |  | m | Pre-galvanized Cable Tray-Straight Reducer 800Wx500Wx50H
| LV | Cable tray | Pre-galvanized Cable Tray-Straight Reducer |  | 800Wx600Wx50H mm |  | Hainam |  | m | Pre-galvanized Cable Tray-Straight Reducer 800Wx600Wx50H
| LV | Cable tray | Pre-galvanized Cable Tray-Right Hand Reducer |  | 100Wx50Wx50H mm |  | Hainam |  | m | Pre-galvanized Cable Tray-Right Hand Reducer 100Wx50Wx50H
| LV | Cable tray | Pre-galvanized Cable Tray-Right Hand Reducer |  | 150Wx100Wx50H mm |  | Hainam |  | m | Pre-galvanized Cable Tray-Right Hand Reducer 150Wx100Wx50H
| LV | Cable tray | Pre-galvanized Cable Tray-Right Hand Reducer |  | 200Wx100Wx50H mm |  | Hainam |  | m | Pre-galvanized Cable Tray-Right Hand Reducer 200Wx100Wx50H
| LV | Cable tray | Pre-galvanized Cable Tray-Right Hand Reducer |  | 200Wx150Wx50H mm |  | Hainam |  | m | Pre-galvanized Cable Tray-Right Hand Reducer 200Wx150Wx50H
| LV | Cable tray | Pre-galvanized Cable Tray-Right Hand Reducer |  | 300Wx200Wx50H mm |  | Hainam |  | m | Pre-galvanized Cable Tray-Right Hand Reducer 300Wx200Wx50H
| LV | Cable tray | Pre-galvanized Cable Tray-Right Hand Reducer |  | 400Wx300Wx50H mm |  | Hainam |  | m | Pre-galvanized Cable Tray-Right Hand Reducer 400Wx300Wx50H
| LV | Cable tray | Pre-galvanized Cable Tray-Right Hand Reducer |  | 500Wx300Wx50H mm |  | Hainam |  | m | Pre-galvanized Cable Tray-Right Hand Reducer 500Wx300Wx50H
| LV | Cable tray | Pre-galvanized Cable Tray-Right Hand Reducer |  | 600Wx400Wx50H mm |  | Hainam |  | m | Pre-galvanized Cable Tray-Right Hand Reducer 600Wx400Wx50H
| LV | Cable tray | Pre-galvanized Cable Tray-Right Hand Reducer |  | 600Wx500Wx50H mm |  | Hainam |  | m | Pre-galvanized Cable Tray-Right Hand Reducer 600Wx500Wx50H
| LV | Cable tray | Pre-galvanized Cable Tray-Right Hand Reducer |  | 800Wx500Wx50H mm |  | Hainam |  | m | Pre-galvanized Cable Tray-Right Hand Reducer 800Wx500Wx50H
| LV | Cable tray | Pre-galvanized Cable Tray-Right Hand Reducer |  | 800Wx600Wx50H mm |  | Hainam |  | m | Pre-galvanized Cable Tray-Right Hand Reducer 800Wx600Wx50H
| LV | Cable tray | Pre-galvanized Cable Tray-Left Hand Reducer |  | 100Wx50Wx50H mm |  | Hainam |  | m | Pre-galvanized Cable Tray-Left Hand Reducer 100Wx50Wx50H
| LV | Cable tray | Pre-galvanized Cable Tray-Left Hand Reducer |  | 150Wx100Wx50H mm |  | Hainam |  | m | Pre-galvanized Cable Tray-Left Hand Reducer 150Wx100Wx50H
| LV | Cable tray | Pre-galvanized Cable Tray-Left Hand Reducer |  | 200Wx100Wx50H mm |  | Hainam |  | m | Pre-galvanized Cable Tray-Left Hand Reducer 200Wx100Wx50H
| LV | Cable tray | Pre-galvanized Cable Tray-Left Hand Reducer |  | 200Wx150Wx50H mm |  | Hainam |  | m | Pre-galvanized Cable Tray-Left Hand Reducer 200Wx150Wx50H
| LV | Cable tray | Pre-galvanized Cable Tray-Left Hand Reducer |  | 300Wx200Wx50H mm |  | Hainam |  | m | Pre-galvanized Cable Tray-Left Hand Reducer 300Wx200Wx50H
| LV | Cable tray | Pre-galvanized Cable Tray-Left Hand Reducer |  | 400Wx300Wx50H mm |  | Hainam |  | m | Pre-galvanized Cable Tray-Left Hand Reducer 400Wx300Wx50H
| LV | Cable tray | Pre-galvanized Cable Tray-Left Hand Reducer |  | 500Wx300Wx50H mm |  | Hainam |  | m | Pre-galvanized Cable Tray-Left Hand Reducer 500Wx300Wx50H
| LV | Cable tray | Pre-galvanized Cable Tray-Left Hand Reducer |  | 600Wx400Wx50H mm |  | Hainam |  | m | Pre-galvanized Cable Tray-Left Hand Reducer 600Wx400Wx50H
| LV | Cable tray | Pre-galvanized Cable Tray-Left Hand Reducer |  | 600Wx500Wx50H mm |  | Hainam |  | m | Pre-galvanized Cable Tray-Left Hand Reducer 600Wx500Wx50H
| LV | Cable tray | Pre-galvanized Cable Tray-Left Hand Reducer |  | 800Wx500Wx50H mm |  | Hainam |  | m | Pre-galvanized Cable Tray-Left Hand Reducer 800Wx500Wx50H
| LV | Cable tray | Pre-galvanized Cable Tray-Left Hand Reducer |  | 800Wx600Wx50H mm |  | Hainam |  | m | Pre-galvanized Cable Tray-Left Hand Reducer 800Wx600Wx50H
| LV | Cable tray | Pre-galvanized Cable Tray |  | 100Wx100H mm |  | Hainam |  | m | Pre-galvanized Cable Tray 100Wx100H mm
| LV | Cable tray | Pre-galvanized Cable Tray |  | 150Wx100H mm |  | Hainam |  | m | Pre-galvanized Cable Tray 150Wx100H mm
| LV | Cable tray | Pre-galvanized Cable Tray |  | 200Wx100H mm |  | Hainam |  | m | Pre-galvanized Cable Tray 200Wx100H mm
| LV | Cable tray | Pre-galvanized Cable Tray |  | 250Wx100H mm |  | Hainam |  | m | Pre-galvanized Cable Tray 250Wx100H mm
| LV | Cable tray | Pre-galvanized Cable Tray |  | 300Wx100H mm |  | Hainam |  | m | Pre-galvanized Cable Tray 300Wx100H mm
| LV | Cable tray | Pre-galvanized Cable Tray |  | 400Wx100H mm |  | Hainam |  | m | Pre-galvanized Cable Tray 400Wx100H mm
| LV | Cable tray | Pre-galvanized Cable Tray |  | 500Wx100H mm |  | Hainam |  | m | Pre-galvanized Cable Tray 500Wx100H mm
| LV | Cable tray | Pre-galvanized Cable Tray |  | 600Wx100H mm |  | Hainam |  | m | Pre-galvanized Cable Tray 600Wx100H mm
| LV | Cable tray | Pre-galvanized Cable Tray |  | 800Wx100H mm |  | Hainam |  | m | Pre-galvanized Cable Tray 800Wx100H mm
| LV | Cable tray | Pre-galvanized Cable Tray-Elbow |  | 100Wx100H mm |  | Hainam |  | m | Pre-galvanized Cable Tray-Elbow 90º 100Wx100H
| LV | Cable tray | Pre-galvanized Cable Tray-Elbow |  | 150Wx100H mm |  | Hainam |  | m | Pre-galvanized Cable Tray-Elbow 90º 150Wx100H
| LV | Cable tray | Pre-galvanized Cable Tray-Elbow |  | 200Wx100H mm |  | Hainam |  | m | Pre-galvanized Cable Tray-Elbow 90º 200Wx100H
| LV | Cable tray | Pre-galvanized Cable Tray-Elbow |  | 250Wx100H mm |  | Hainam |  | m | Pre-galvanized Cable Tray-Elbow 90º 250Wx100H
| LV | Cable tray | Pre-galvanized Cable Tray-Elbow |  | 300Wx100H mm |  | Hainam |  | m | Pre-galvanized Cable Tray-Elbow 90º 300Wx100H
| LV | Cable tray | Pre-galvanized Cable Tray-Elbow |  | 400Wx100H mm |  | Hainam |  | m | Pre-galvanized Cable Tray-Elbow 90º 400Wx100H
| LV | Cable tray | Pre-galvanized Cable Tray-Elbow |  | 500Wx100H mm |  | Hainam |  | m | Pre-galvanized Cable Tray-Elbow 90º 500Wx100H
| LV | Cable tray | Pre-galvanized Cable Tray-Elbow |  | 600Wx100H mm |  | Hainam |  | m | Pre-galvanized Cable Tray-Elbow 90º 600Wx100H
| LV | Cable tray | Pre-galvanized Cable Tray-Elbow |  | 800Wx100H mm |  | Hainam |  | m | Pre-galvanized Cable Tray-Elbow 90º 800Wx100H
| LV | Cable tray | Pre-galvanized Cable Tray-Equal Tee |  | 100Wx100H mm |  | Hainam |  | m | Pre-galvanized Cable Tray-Equal Tee 100Wx100H
| LV | Cable tray | Pre-galvanized Cable Tray-Equal Tee |  | 150Wx100H mm |  | Hainam |  | m | Pre-galvanized Cable Tray-Equal Tee 150W100H
| LV | Cable tray | Pre-galvanized Cable Tray-Equal Tee |  | 200Wx100H mm |  | Hainam |  | m | Pre-galvanized Cable Tray-Equal Tee 200Wx100H
| LV | Cable tray | Pre-galvanized Cable Tray-Equal Tee |  | 250Wx100H mm |  | Hainam |  | m | Pre-galvanized Cable Tray-Equal Tee 250Wx100H
| LV | Cable tray | Pre-galvanized Cable Tray-Equal Tee |  | 300Wx100H mm |  | Hainam |  | m | Pre-galvanized Cable Tray-Equal Tee 300Wx100H
| LV | Cable tray | Pre-galvanized Cable Tray-Equal Tee |  | 400Wx100H mm |  | Hainam |  | m | Pre-galvanized Cable Tray-Equal Tee 400Wx100H
| LV | Cable tray | Pre-galvanized Cable Tray-Equal Tee |  | 500Wx100H mm |  | Hainam |  | m | Pre-galvanized Cable Tray-Equal Tee 500Wx100H
| LV | Cable tray | Pre-galvanized Cable Tray-Equal Tee |  | 600Wx100H mm |  | Hainam |  | m | Pre-galvanized Cable Tray-Equal Tee 600Wx100H
| LV | Cable tray | Pre-galvanized Cable Tray-Equal Tee |  | 800Wx100H mm |  | Hainam |  | m | Pre-galvanized Cable Tray-Equal Tee 800Wx100H
| LV | Cable tray | Pre-galvanized Cable Tray-Unequal Tee |  | 100Wx100Wx150Wx100H mm |  | Hainam |  | m | Pre-galvanized Cable Tray-Unequal Tee 100Wx100Wx150Wx100H
| LV | Cable tray | Pre-galvanized Cable Tray-Unequal Tee |  | 200Wx200Wx100Wx100H mm |  | Hainam |  | m | Pre-galvanized Cable Tray-Unequal Tee 200Wx200Wx100Wx100H
| LV | Cable tray | Pre-galvanized Cable Tray-Unequal Tee |  | 200Wx200Wx150Wx100H mm |  | Hainam |  | m | Pre-galvanized Cable Tray-Unequal Tee 200Wx200Wx150Wx100H
| LV | Cable tray | Pre-galvanized Cable Tray-Unequal Tee |  | 200Wx200Wx300Wx100H mm |  | Hainam |  | m | Pre-galvanized Cable Tray-Unequal Tee 200Wx200Wx300Wx100H
| LV | Cable tray | Pre-galvanized Cable Tray-Unequal Tee |  | 300Wx300Wx150Wx100H mm |  | Hainam |  | m | Pre-galvanized Cable Tray-Unequal Tee 300Wx300Wx150Wx100H
| LV | Cable tray | Pre-galvanized Cable Tray-Unequal Tee |  | 300Wx300Wx200Wx100H mm |  | Hainam |  | m | Pre-galvanized Cable Tray-Unequal Tee 300Wx300Wx200Wx100H
| LV | Cable tray | Pre-galvanized Cable Tray-Unequal Tee |  | 400Wx400Wx200Wx100H mm |  | Hainam |  | m | Pre-galvanized Cable Tray-Unequal Tee 400Wx400Wx200Wx100H
| LV | Cable tray | Pre-galvanized Cable Tray-Unequal Tee |  | 400Wx400Wx300Wx100H mm |  | Hainam |  | m | Pre-galvanized Cable Tray-Unequal Tee 400Wx400Wx300Wx100H
| LV | Cable tray | Pre-galvanized Cable Tray-Unequal Tee |  | 500Wx500Wx200Wx100H mm |  | Hainam |  | m | Pre-galvanized Cable Tray-Unequal Tee 500Wx500Wx200Wx100H
| LV | Cable tray | Pre-galvanized Cable Tray-Unequal Tee |  | 500Wx500Wx300Wx100H mm |  | Hainam |  | m | Pre-galvanized Cable Tray-Unequal Tee 500Wx500Wx300Wx100H
| LV | Cable tray | Pre-galvanized Cable Tray-Unequal Tee |  | 600Wx600Wx400Wx100H mm |  | Hainam |  | m | Pre-galvanized Cable Tray-Unequal Tee 600Wx600Wx400Wx100H
| LV | Cable tray | Pre-galvanized Cable Tray-Unequal Tee |  | 600Wx600Wx500Wx100H mm |  | Hainam |  | m | Pre-galvanized Cable Tray-Unequal Tee 600Wx600Wx500Wx100H
| LV | Cable tray | Pre-galvanized Cable Tray-Unequal Tee |  | 800Wx800Wx400Wx100H mm |  | Hainam |  | m | Pre-galvanized Cable Tray-Unequal Tee 800Wx800Wx400Wx100H
| LV | Cable tray | Pre-galvanized Cable Tray-Unequal Tee |  | 800Wx800Wx600Wx100H mm |  | Hainam |  | m | Pre-galvanized Cable Tray-Unequal Tee 800Wx800Wx600Wx100H
| LV | Cable tray | Pre-galvanized Cable Tray-Straight Reducer |  | 150Wx100Wx100H mm |  | Hainam |  | m | Pre-galvanized Cable Tray-Straight Reducer 150Wx100Wx100H
| LV | Cable tray | Pre-galvanized Cable Tray-Straight Reducer |  | 200Wx150Wx100H mm |  | Hainam |  | m | Pre-galvanized Cable Tray-Straight Reducer 200Wx150Wx100H
| LV | Cable tray | Pre-galvanized Cable Tray-Straight Reducer |  | 300Wx200Wx100H mm |  | Hainam |  | m | Pre-galvanized Cable Tray-Straight Reducer 300Wx200Wx100H
| LV | Cable tray | Pre-galvanized Cable Tray-Straight Reducer |  | 400Wx200Wx100H mm |  | Hainam |  | m | Pre-galvanized Cable Tray-Straight Reducer 400Wx200Wx100H
| LV | Cable tray | Pre-galvanized Cable Tray-Straight Reducer |  | 400Wx300Wx100H mm |  | Hainam |  | m | Pre-galvanized Cable Tray-Straight Reducer 400Wx300Wx100H
| LV | Cable tray | Pre-galvanized Cable Tray-Straight Reducer |  | 500Wx300Wx100H mm |  | Hainam |  | m | Pre-galvanized Cable Tray-Straight Reducer 500Wx300Wx100H
| LV | Cable tray | Pre-galvanized Cable Tray-Straight Reducer |  | 500Wx400Wx100H mm |  | Hainam |  | m | Pre-galvanized Cable Tray-Straight Reducer 500Wx400Wx100H
| LV | Cable tray | Pre-galvanized Cable Tray-Straight Reducer |  | 600Wx300Wx100H mm |  | Hainam |  | m | Pre-galvanized Cable Tray-Straight Reducer 600Wx300Wx100H
| LV | Cable tray | Pre-galvanized Cable Tray-Straight Reducer |  | 600Wx400Wx100H mm |  | Hainam |  | m | Pre-galvanized Cable Tray-Straight Reducer 600Wx400Wx100H
| LV | Cable tray | Pre-galvanized Cable Tray-Straight Reducer |  | 800Wx500Wx100H mm |  | Hainam |  | m | Pre-galvanized Cable Tray-Straight Reducer 800Wx500Wx100H
| LV | Cable tray | Pre-galvanized Cable Tray-Straight Reducer |  | 800Wx600Wx100H mm |  | Hainam |  | m | Pre-galvanized Cable Tray-Straight Reducer 800Wx600Wx100H
| LV | Cable tray | Pre-galvanized Cable Tray-Right Hand Reducer |  | 150Wx100Wx100H mm |  | Hainam |  | m | Pre-galvanized Cable Tray-Right Hand Reducer 150Wx100Wx100H
| LV | Cable tray | Pre-galvanized Cable Tray-Right Hand Reducer |  | 200Wx100Wx100H mm |  | Hainam |  | m | Pre-galvanized Cable Tray-Right Hand Reducer 200Wx100Wx100H
| LV | Cable tray | Pre-galvanized Cable Tray-Right Hand Reducer |  | 200Wx150Wx100H mm |  | Hainam |  | m | Pre-galvanized Cable Tray-Right Hand Reducer 200Wx150Wx100H
| LV | Cable tray | Pre-galvanized Cable Tray-Right Hand Reducer |  | 300Wx200Wx100H mm |  | Hainam |  | m | Pre-galvanized Cable Tray-Right Hand Reducer 300Wx200Wx100H
| LV | Cable tray | Pre-galvanized Cable Tray-Right Hand Reducer |  | 400Wx300Wx100H mm |  | Hainam |  | m | Pre-galvanized Cable Tray-Right Hand Reducer 400Wx300Wx100H
| LV | Cable tray | Pre-galvanized Cable Tray-Right Hand Reducer |  | 500Wx300Wx100H mm |  | Hainam |  | m | Pre-galvanized Cable Tray-Right Hand Reducer 500Wx300Wx100H
| LV | Cable tray | Pre-galvanized Cable Tray-Right Hand Reducer |  | 600Wx400Wx100H mm |  | Hainam |  | m | Pre-galvanized Cable Tray-Right Hand Reducer 600Wx400Wx100H
| LV | Cable tray | Pre-galvanized Cable Tray-Right Hand Reducer |  | 600Wx500Wx100H mm |  | Hainam |  | m | Pre-galvanized Cable Tray-Right Hand Reducer 600Wx500Wx100H
| LV | Cable tray | Pre-galvanized Cable Tray-Right Hand Reducer |  | 800Wx500Wx100H mm |  | Hainam |  | m | Pre-galvanized Cable Tray-Right Hand Reducer 800Wx500Wx100H
| LV | Cable tray | Pre-galvanized Cable Tray-Right Hand Reducer |  | 800Wx600Wx100H mm |  | Hainam |  | m | Pre-galvanized Cable Tray-Right Hand Reducer 800Wx600Wx100H
| LV | Cable tray | Pre-galvanized Cable Tray-Left Hand Reducer |  | 150Wx100Wx100H mm |  | Hainam |  | m | Pre-galvanized Cable Tray-Left Hand Reducer 150Wx100Wx100H
| LV | Cable tray | Pre-galvanized Cable Tray-Left Hand Reducer |  | 200Wx100Wx100H mm |  | Hainam |  | m | Pre-galvanized Cable Tray-Left Hand Reducer 200Wx100Wx100H
| LV | Cable tray | Pre-galvanized Cable Tray-Left Hand Reducer |  | 200Wx150Wx100H mm |  | Hainam |  | m | Pre-galvanized Cable Tray-Left Hand Reducer 200Wx150Wx100H
| LV | Cable tray | Pre-galvanized Cable Tray-Left Hand Reducer |  | 300Wx200Wx100H mm |  | Hainam |  | m | Pre-galvanized Cable Tray-Left Hand Reducer 300Wx200Wx100H
| LV | Cable tray | Pre-galvanized Cable Tray-Left Hand Reducer |  | 400Wx300Wx100H mm |  | Hainam |  | m | Pre-galvanized Cable Tray-Left Hand Reducer 400Wx300Wx100H
| LV | Cable tray | Pre-galvanized Cable Tray-Left Hand Reducer |  | 500Wx300Wx100H mm |  | Hainam |  | m | Pre-galvanized Cable Tray-Left Hand Reducer 500Wx300Wx100H
| LV | Cable tray | Pre-galvanized Cable Tray-Left Hand Reducer |  | 600Wx400Wx100H mm |  | Hainam |  | m | Pre-galvanized Cable Tray-Left Hand Reducer 600Wx400Wx100H
| LV | Cable tray | Pre-galvanized Cable Tray-Left Hand Reducer |  | 600Wx500Wx100H mm |  | Hainam |  | m | Pre-galvanized Cable Tray-Left Hand Reducer 600Wx500Wx100H
| LV | Cable tray | Pre-galvanized Cable Tray-Left Hand Reducer |  | 800Wx500Wx100H mm |  | Hainam |  | m | Pre-galvanized Cable Tray-Left Hand Reducer 800Wx500Wx100H
| LV | Cable tray | Pre-galvanized Cable Tray-Left Hand Reducer |  | 800Wx600Wx100H mm |  | Hainam |  | m | Pre-galvanized Cable Tray-Left Hand Reducer 800Wx600Wx100H
| LV | Cable tray | Hot Dip-galvanized Cable Tray |  | 50Wx50H mm |  | Hainam |  | m | Hot Dip-galvanized Cable Tray 50Wx50H mm
| LV | Cable tray | Hot Dip-galvanized Cable Tray |  | 100Wx50H mm |  | Hainam |  | m | Hot Dip-galvanized Cable Tray 100Wx50H mm
| LV | Cable tray | Hot Dip-galvanized Cable Tray |  | 150Wx50H mm |  | Hainam |  | m | Hot Dip-galvanized Cable Tray 150Wx50H mm
| LV | Cable tray | Hot Dip-galvanized Cable Tray |  | 200Wx50H mm |  | Hainam |  | m | Hot Dip-galvanized Cable Tray 200Wx50H mm
| LV | Cable tray | Hot Dip-galvanized Cable Tray |  | 250Wx50H mm |  | Hainam |  | m | Hot Dip-galvanized Cable Tray 250Wx50H mm
| LV | Cable tray | Hot Dip-galvanized Cable Tray |  | 300Wx50H mm |  | Hainam |  | m | Hot Dip-galvanized Cable Tray 300Wx50H mm
| LV | Cable tray | Hot Dip-galvanized Cable Tray |  | 400Wx50H mm |  | Hainam |  | m | Hot Dip-galvanized Cable Tray 400Wx50H mm
| LV | Cable tray | Hot Dip-galvanized Cable Tray |  | 500Wx50H mm |  | Hainam |  | m | Hot Dip-galvanized Cable Tray 500Wx50H mm
| LV | Cable tray | Hot Dip-galvanized Cable Tray |  | 600Wx50H mm |  | Hainam |  | m | Hot Dip-galvanized Cable Tray 600Wx50H mm
| LV | Cable tray | Hot Dip-galvanized Cable Tray |  | 800Wx50H mm |  | Hainam |  | m | Hot Dip-galvanized Cable Tray 800Wx50H mm
| LV | Cable tray | Hot Dip-galvanized Cable Tray-Elbow |  | 50Wx50H mm |  | Hainam |  | m | Hot Dip-galvanized Cable Tray-Elbow 90º 50Wx50H
| LV | Cable tray | Hot Dip-galvanized Cable Tray-Elbow |  | 100Wx50H mm |  | Hainam |  | m | Hot Dip-galvanized Cable Tray-Elbow 90º 100Wx50H
| LV | Cable tray | Hot Dip-galvanized Cable Tray-Elbow |  | 150Wx50H mm |  | Hainam |  | m | Hot Dip-galvanized Cable Tray-Elbow 90º 150Wx50H
| LV | Cable tray | Hot Dip-galvanized Cable Tray-Elbow |  | 200Wx50H mm |  | Hainam |  | m | Hot Dip-galvanized Cable Tray-Elbow 90º 200Wx50H
| LV | Cable tray | Hot Dip-galvanized Cable Tray-Elbow |  | 250Wx50H mm |  | Hainam |  | m | Hot Dip-galvanized Cable Tray-Elbow 90º 250Wx50H
| LV | Cable tray | Hot Dip-galvanized Cable Tray-Elbow |  | 300Wx50H mm |  | Hainam |  | m | Hot Dip-galvanized Cable Tray-Elbow 90º 300Wx50H
| LV | Cable tray | Hot Dip-galvanized Cable Tray-Elbow |  | 400Wx50H mm |  | Hainam |  | m | Hot Dip-galvanized Cable Tray-Elbow 90º 400Wx50H
| LV | Cable tray | Hot Dip-galvanized Cable Tray-Elbow |  | 500Wx50H mm |  | Hainam |  | m | Hot Dip-galvanized Cable Tray-Elbow 90º 500Wx50H
| LV | Cable tray | Hot Dip-galvanized Cable Tray-Elbow |  | 600Wx50H mm |  | Hainam |  | m | Hot Dip-galvanized Cable Tray-Elbow 90º 600Wx50H
| LV | Cable tray | Hot Dip-galvanized Cable Tray-Elbow |  | 800Wx50H mm |  | Hainam |  | m | Hot Dip-galvanized Cable Tray-Elbow 90º 800Wx50H
| LV | Cable tray | Hot Dip-galvanized Cable Tray-Equal Tee |  | 50Wx50H mm |  | Hainam |  | m | Hot Dip-galvanized Cable Tray-Equal Tee 50Wx50H
| LV | Cable tray | Hot Dip-galvanized Cable Tray-Equal Tee |  | 100Wx50H mm |  | Hainam |  | m | Hot Dip-galvanized Cable Tray-Equal Tee 100Wx50H
| LV | Cable tray | Hot Dip-galvanized Cable Tray-Equal Tee |  | 150Wx50H mm |  | Hainam |  | m | Hot Dip-galvanized Cable Tray-Equal Tee 150W50H
| LV | Cable tray | Hot Dip-galvanized Cable Tray-Equal Tee |  | 200Wx50H mm |  | Hainam |  | m | Hot Dip-galvanized Cable Tray-Equal Tee 200Wx50H
| LV | Cable tray | Hot Dip-galvanized Cable Tray-Equal Tee |  | 250Wx50H mm |  | Hainam |  | m | Hot Dip-galvanized Cable Tray-Equal Tee 250Wx50H
| LV | Cable tray | Hot Dip-galvanized Cable Tray-Equal Tee |  | 300Wx50H mm |  | Hainam |  | m | Hot Dip-galvanized Cable Tray-Equal Tee 300Wx50H
| LV | Cable tray | Hot Dip-galvanized Cable Tray-Equal Tee |  | 400Wx50H mm |  | Hainam |  | m | Hot Dip-galvanized Cable Tray-Equal Tee 400Wx50H
| LV | Cable tray | Hot Dip-galvanized Cable Tray-Equal Tee |  | 500Wx50H mm |  | Hainam |  | m | Hot Dip-galvanized Cable Tray-Equal Tee 500Wx50H
| LV | Cable tray | Hot Dip-galvanized Cable Tray-Equal Tee |  | 600Wx50H mm |  | Hainam |  | m | Hot Dip-galvanized Cable Tray-Equal Tee 600Wx50H
| LV | Cable tray | Hot Dip-galvanized Cable Tray-Equal Tee |  | 800Wx50H mm |  | Hainam |  | m | Hot Dip-galvanized Cable Tray-Equal Tee 800Wx50H
| LV | Cable tray | Hot Dip-galvanized Cable Tray-Unequal Tee |  | 100Wx100Wx50Wx50H mm |  | Hainam |  | m | Hot Dip-galvanized Cable Tray-Unequal Tee 100Wx100Wx50Wx50H
| LV | Cable tray | Hot Dip-galvanized Cable Tray-Unequal Tee |  | 100Wx100Wx150Wx50H mm |  | Hainam |  | m | Hot Dip-galvanized Cable Tray-Unequal Tee 100Wx100Wx150Wx50H
| LV | Cable tray | Hot Dip-galvanized Cable Tray-Unequal Tee |  | 200Wx200Wx100Wx50H mm |  | Hainam |  | m | Hot Dip-galvanized Cable Tray-Unequal Tee 200Wx200Wx100Wx50H
| LV | Cable tray | Hot Dip-galvanized Cable Tray-Unequal Tee |  | 200Wx200Wx150Wx50H mm |  | Hainam |  | m | Hot Dip-galvanized Cable Tray-Unequal Tee 200Wx200Wx150Wx50H
| LV | Cable tray | Hot Dip-galvanized Cable Tray-Unequal Tee |  | 200Wx200Wx300Wx50H mm |  | Hainam |  | m | Hot Dip-galvanized Cable Tray-Unequal Tee 200Wx200Wx300Wx50H
| LV | Cable tray | Hot Dip-galvanized Cable Tray-Unequal Tee |  | 300Wx300Wx150Wx50H mm |  | Hainam |  | m | Hot Dip-galvanized Cable Tray-Unequal Tee 300Wx300Wx150Wx50H
| LV | Cable tray | Hot Dip-galvanized Cable Tray-Unequal Tee |  | 300Wx300Wx200Wx50H mm |  | Hainam |  | m | Hot Dip-galvanized Cable Tray-Unequal Tee 300Wx300Wx200Wx50H
| LV | Cable tray | Hot Dip-galvanized Cable Tray-Unequal Tee |  | 400Wx400Wx200Wx50H mm |  | Hainam |  | m | Hot Dip-galvanized Cable Tray-Unequal Tee 400Wx400Wx200Wx50H
| LV | Cable tray | Hot Dip-galvanized Cable Tray-Unequal Tee |  | 400Wx400Wx300Wx50H mm |  | Hainam |  | m | Hot Dip-galvanized Cable Tray-Unequal Tee 400Wx400Wx300Wx50H
| LV | Cable tray | Hot Dip-galvanized Cable Tray-Unequal Tee |  | 500Wx500Wx200Wx50H mm |  | Hainam |  | m | Hot Dip-galvanized Cable Tray-Unequal Tee 500Wx500Wx200Wx50H
| LV | Cable tray | Hot Dip-galvanized Cable Tray-Unequal Tee |  | 500Wx500Wx300Wx50H mm |  | Hainam |  | m | Hot Dip-galvanized Cable Tray-Unequal Tee 500Wx500Wx300Wx50H
| LV | Cable tray | Hot Dip-galvanized Cable Tray-Unequal Tee |  | 600Wx600Wx400Wx50H mm |  | Hainam |  | m | Hot Dip-galvanized Cable Tray-Unequal Tee 600Wx600Wx400Wx50H
| LV | Cable tray | Hot Dip-galvanized Cable Tray-Unequal Tee |  | 600Wx600Wx500Wx50H mm |  | Hainam |  | m | Hot Dip-galvanized Cable Tray-Unequal Tee 600Wx600Wx500Wx50H
| LV | Cable tray | Hot Dip-galvanized Cable Tray-Unequal Tee |  | 800Wx800Wx400Wx50H mm |  | Hainam |  | m | Hot Dip-galvanized Cable Tray-Unequal Tee 800Wx800Wx400Wx50H
| LV | Cable tray | Hot Dip-galvanized Cable Tray-Unequal Tee |  | 800Wx800Wx600Wx50H mm |  | Hainam |  | m | Hot Dip-galvanized Cable Tray-Unequal Tee 800Wx800Wx600Wx50H
| LV | Cable tray | Hot Dip-galvanized Cable Tray-Straight Reducer |  | 100Wx50Wx50H mm |  | Hainam |  | m | Hot Dip-galvanized Cable Tray-Straight Reducer 100Wx50Wx50H
| LV | Cable tray | Hot Dip-galvanized Cable Tray-Straight Reducer |  | 150Wx100Wx50H mm |  | Hainam |  | m | Hot Dip-galvanized Cable Tray-Straight Reducer 150Wx100Wx50H
| LV | Cable tray | Hot Dip-galvanized Cable Tray-Straight Reducer |  | 200Wx150Wx50H mm |  | Hainam |  | m | Hot Dip-galvanized Cable Tray-Straight Reducer 200Wx150Wx50H
| LV | Cable tray | Hot Dip-galvanized Cable Tray-Straight Reducer |  | 300Wx200Wx50H mm |  | Hainam |  | m | Hot Dip-galvanized Cable Tray-Straight Reducer 300Wx200Wx50H
| LV | Cable tray | Hot Dip-galvanized Cable Tray-Straight Reducer |  | 400Wx200Wx50H mm |  | Hainam |  | m | Hot Dip-galvanized Cable Tray-Straight Reducer 400Wx200Wx50H
| LV | Cable tray | Hot Dip-galvanized Cable Tray-Straight Reducer |  | 400Wx300Wx50H mm |  | Hainam |  | m | Hot Dip-galvanized Cable Tray-Straight Reducer 400Wx300Wx50H
| LV | Cable tray | Hot Dip-galvanized Cable Tray-Straight Reducer |  | 500Wx300Wx50H mm |  | Hainam |  | m | Hot Dip-galvanized Cable Tray-Straight Reducer 500Wx300Wx50H
| LV | Cable tray | Hot Dip-galvanized Cable Tray-Straight Reducer |  | 500Wx400Wx50H mm |  | Hainam |  | m | Hot Dip-galvanized Cable Tray-Straight Reducer 500Wx400Wx50H
| LV | Cable tray | Hot Dip-galvanized Cable Tray-Straight Reducer |  | 600Wx300Wx50H mm |  | Hainam |  | m | Hot Dip-galvanized Cable Tray-Straight Reducer 600Wx300Wx50H
| LV | Cable tray | Hot Dip-galvanized Cable Tray-Straight Reducer |  | 600Wx400Wx50H mm |  | Hainam |  | m | Hot Dip-galvanized Cable Tray-Straight Reducer 600Wx400Wx50H
| LV | Cable tray | Hot Dip-galvanized Cable Tray-Straight Reducer |  | 800Wx500Wx50H mm |  | Hainam |  | m | Hot Dip-galvanized Cable Tray-Straight Reducer 800Wx500Wx50H
| LV | Cable tray | Hot Dip-galvanized Cable Tray-Straight Reducer |  | 800Wx600Wx50H mm |  | Hainam |  | m | Hot Dip-galvanized Cable Tray-Straight Reducer 800Wx600Wx50H
| LV | Cable tray | Hot Dip-galvanized Cable Tray-Right Hand Reducer |  | 100Wx50Wx50H mm |  | Hainam |  | m | Hot Dip-galvanized Cable Tray-Right Hand Reducer 100Wx50Wx50H
| LV | Cable tray | Hot Dip-galvanized Cable Tray-Right Hand Reducer |  | 150Wx100Wx50H mm |  | Hainam |  | m | Hot Dip-galvanized Cable Tray-Right Hand Reducer 150Wx100Wx50H
| LV | Cable tray | Hot Dip-galvanized Cable Tray-Right Hand Reducer |  | 200Wx100Wx50H mm |  | Hainam |  | m | Hot Dip-galvanized Cable Tray-Right Hand Reducer 200Wx100Wx50H
| LV | Cable tray | Hot Dip-galvanized Cable Tray-Right Hand Reducer |  | 200Wx150Wx50H mm |  | Hainam |  | m | Hot Dip-galvanized Cable Tray-Right Hand Reducer 200Wx150Wx50H
| LV | Cable tray | Hot Dip-galvanized Cable Tray-Right Hand Reducer |  | 300Wx200Wx50H mm |  | Hainam |  | m | Hot Dip-galvanized Cable Tray-Right Hand Reducer 300Wx200Wx50H
| LV | Cable tray | Hot Dip-galvanized Cable Tray-Right Hand Reducer |  | 400Wx300Wx50H mm |  | Hainam |  | m | Hot Dip-galvanized Cable Tray-Right Hand Reducer 400Wx300Wx50H
| LV | Cable tray | Hot Dip-galvanized Cable Tray-Right Hand Reducer |  | 500Wx300Wx50H mm |  | Hainam |  | m | Hot Dip-galvanized Cable Tray-Right Hand Reducer 500Wx300Wx50H
| LV | Cable tray | Hot Dip-galvanized Cable Tray-Right Hand Reducer |  | 600Wx400Wx50H mm |  | Hainam |  | m | Hot Dip-galvanized Cable Tray-Right Hand Reducer 600Wx400Wx50H
| LV | Cable tray | Hot Dip-galvanized Cable Tray-Right Hand Reducer |  | 600Wx500Wx50H mm |  | Hainam |  | m | Hot Dip-galvanized Cable Tray-Right Hand Reducer 600Wx500Wx50H
| LV | Cable tray | Hot Dip-galvanized Cable Tray-Right Hand Reducer |  | 800Wx500Wx50H mm |  | Hainam |  | m | Hot Dip-galvanized Cable Tray-Right Hand Reducer 800Wx500Wx50H
| LV | Cable tray | Hot Dip-galvanized Cable Tray-Right Hand Reducer |  | 800Wx600Wx50H mm |  | Hainam |  | m | Hot Dip-galvanized Cable Tray-Right Hand Reducer 800Wx600Wx50H
| LV | Cable tray | Hot Dip-galvanized Cable Tray-Left Hand Reducer |  | 100Wx50Wx50H mm |  | Hainam |  | m | Hot Dip-galvanized Cable Tray-Left Hand Reducer 100Wx50Wx50H
| LV | Cable tray | Hot Dip-galvanized Cable Tray-Left Hand Reducer |  | 150Wx100Wx50H mm |  | Hainam |  | m | Hot Dip-galvanized Cable Tray-Left Hand Reducer 150Wx100Wx50H
| LV | Cable tray | Hot Dip-galvanized Cable Tray-Left Hand Reducer |  | 200Wx100Wx50H mm |  | Hainam |  | m | Hot Dip-galvanized Cable Tray-Left Hand Reducer 200Wx100Wx50H
| LV | Cable tray | Hot Dip-galvanized Cable Tray-Left Hand Reducer |  | 200Wx150Wx50H mm |  | Hainam |  | m | Hot Dip-galvanized Cable Tray-Left Hand Reducer 200Wx150Wx50H
| LV | Cable tray | Hot Dip-galvanized Cable Tray-Left Hand Reducer |  | 300Wx200Wx50H mm |  | Hainam |  | m | Hot Dip-galvanized Cable Tray-Left Hand Reducer 300Wx200Wx50H
| LV | Cable tray | Hot Dip-galvanized Cable Tray-Left Hand Reducer |  | 400Wx300Wx50H mm |  | Hainam |  | m | Hot Dip-galvanized Cable Tray-Left Hand Reducer 400Wx300Wx50H
| LV | Cable tray | Hot Dip-galvanized Cable Tray-Left Hand Reducer |  | 500Wx300Wx50H mm |  | Hainam |  | m | Hot Dip-galvanized Cable Tray-Left Hand Reducer 500Wx300Wx50H
| LV | Cable tray | Hot Dip-galvanized Cable Tray-Left Hand Reducer |  | 600Wx400Wx50H mm |  | Hainam |  | m | Hot Dip-galvanized Cable Tray-Left Hand Reducer 600Wx400Wx50H
| LV | Cable tray | Hot Dip-galvanized Cable Tray-Left Hand Reducer |  | 600Wx500Wx50H mm |  | Hainam |  | m | Hot Dip-galvanized Cable Tray-Left Hand Reducer 600Wx500Wx50H
| LV | Cable tray | Hot Dip-galvanized Cable Tray-Left Hand Reducer |  | 800Wx500Wx50H mm |  | Hainam |  | m | Hot Dip-galvanized Cable Tray-Left Hand Reducer 800Wx500Wx50H
| LV | Cable tray | Hot Dip-galvanized Cable Tray-Left Hand Reducer |  | 800Wx600Wx50H mm |  | Hainam |  | m | Hot Dip-galvanized Cable Tray-Left Hand Reducer 800Wx600Wx50H
| LV | Cable tray | Hot Dip-galvanized Cable Tray |  | 100Wx100H mm |  | Hainam |  | m | Hot Dip-galvanized Cable Tray 100Wx100H mm
| LV | Cable tray | Hot Dip-galvanized Cable Tray |  | 150Wx100H mm |  | Hainam |  | m | Hot Dip-galvanized Cable Tray 150Wx100H mm
| LV | Cable tray | Hot Dip-galvanized Cable Tray |  | 200Wx100H mm |  | Hainam |  | m | Hot Dip-galvanized Cable Tray 200Wx100H mm
| LV | Cable tray | Hot Dip-galvanized Cable Tray |  | 250Wx100H mm |  | Hainam |  | m | Hot Dip-galvanized Cable Tray 250Wx100H mm
| LV | Cable tray | Hot Dip-galvanized Cable Tray |  | 300Wx100H mm |  | Hainam |  | m | Hot Dip-galvanized Cable Tray 300Wx100H mm
| LV | Cable tray | Hot Dip-galvanized Cable Tray |  | 400Wx100H mm |  | Hainam |  | m | Hot Dip-galvanized Cable Tray 400Wx100H mm
| LV | Cable tray | Hot Dip-galvanized Cable Tray |  | 500Wx100H mm |  | Hainam |  | m | Hot Dip-galvanized Cable Tray 500Wx100H mm
| LV | Cable tray | Hot Dip-galvanized Cable Tray |  | 600Wx100H mm |  | Hainam |  | m | Hot Dip-galvanized Cable Tray 600Wx100H mm
| LV | Cable tray | Hot Dip-galvanized Cable Tray |  | 800Wx100H mm |  | Hainam |  | m | Hot Dip-galvanized Cable Tray 800Wx100H mm
| LV | Cable tray | Hot Dip-galvanized Cable Tray-Elbow |  | 100Wx100H mm |  | Hainam |  | m | Hot Dip-galvanized Cable Tray-Elbow 90º 100Wx100H
| LV | Cable tray | Hot Dip-galvanized Cable Tray-Elbow |  | 150Wx100H mm |  | Hainam |  | m | Hot Dip-galvanized Cable Tray-Elbow 90º 150Wx100H
| LV | Cable tray | Hot Dip-galvanized Cable Tray-Elbow |  | 200Wx100H mm |  | Hainam |  | m | Hot Dip-galvanized Cable Tray-Elbow 90º 200Wx100H
| LV | Cable tray | Hot Dip-galvanized Cable Tray-Elbow |  | 250Wx100H mm |  | Hainam |  | m | Hot Dip-galvanized Cable Tray-Elbow 90º 250Wx100H
| LV | Cable tray | Hot Dip-galvanized Cable Tray-Elbow |  | 300Wx100H mm |  | Hainam |  | m | Hot Dip-galvanized Cable Tray-Elbow 90º 300Wx100H
| LV | Cable tray | Hot Dip-galvanized Cable Tray-Elbow |  | 400Wx100H mm |  | Hainam |  | m | Hot Dip-galvanized Cable Tray-Elbow 90º 400Wx100H
| LV | Cable tray | Hot Dip-galvanized Cable Tray-Elbow |  | 500Wx100H mm |  | Hainam |  | m | Hot Dip-galvanized Cable Tray-Elbow 90º 500Wx100H
| LV | Cable tray | Hot Dip-galvanized Cable Tray-Elbow |  | 600Wx100H mm |  | Hainam |  | m | Hot Dip-galvanized Cable Tray-Elbow 90º 600Wx100H
| LV | Cable tray | Hot Dip-galvanized Cable Tray-Elbow |  | 800Wx100H mm |  | Hainam |  | m | Hot Dip-galvanized Cable Tray-Elbow 90º 800Wx100H
| LV | Cable tray | Hot Dip-galvanized Cable Tray-Equal Tee |  | 100Wx100H mm |  | Hainam |  | m | Hot Dip-galvanized Cable Tray-Equal Tee 100Wx100H
| LV | Cable tray | Hot Dip-galvanized Cable Tray-Equal Tee |  | 150Wx100H mm |  | Hainam |  | m | Hot Dip-galvanized Cable Tray-Equal Tee 150W100H
| LV | Cable tray | Hot Dip-galvanized Cable Tray-Equal Tee |  | 200Wx100H mm |  | Hainam |  | m | Hot Dip-galvanized Cable Tray-Equal Tee 200Wx100H
| LV | Cable tray | Hot Dip-galvanized Cable Tray-Equal Tee |  | 250Wx100H mm |  | Hainam |  | m | Hot Dip-galvanized Cable Tray-Equal Tee 250Wx100H
| LV | Cable tray | Hot Dip-galvanized Cable Tray-Equal Tee |  | 300Wx100H mm |  | Hainam |  | m | Hot Dip-galvanized Cable Tray-Equal Tee 300Wx100H
| LV | Cable tray | Hot Dip-galvanized Cable Tray-Equal Tee |  | 400Wx100H mm |  | Hainam |  | m | Hot Dip-galvanized Cable Tray-Equal Tee 400Wx100H
| LV | Cable tray | Hot Dip-galvanized Cable Tray-Equal Tee |  | 500Wx100H mm |  | Hainam |  | m | Hot Dip-galvanized Cable Tray-Equal Tee 500Wx100H
| LV | Cable tray | Hot Dip-galvanized Cable Tray-Equal Tee |  | 600Wx100H mm |  | Hainam |  | m | Hot Dip-galvanized Cable Tray-Equal Tee 600Wx100H
| LV | Cable tray | Hot Dip-galvanized Cable Tray-Equal Tee |  | 800Wx100H mm |  | Hainam |  | m | Hot Dip-galvanized Cable Tray-Equal Tee 800Wx100H
| LV | Cable tray | Hot Dip-galvanized Cable Tray-Unequal Tee |  | 100Wx100Wx150Wx100H mm |  | Hainam |  | m | Hot Dip-galvanized Cable Tray-Unequal Tee 100Wx100Wx150Wx100H
| LV | Cable tray | Hot Dip-galvanized Cable Tray-Unequal Tee |  | 200Wx200Wx100Wx100H mm |  | Hainam |  | m | Hot Dip-galvanized Cable Tray-Unequal Tee 200Wx200Wx100Wx100H
| LV | Cable tray | Hot Dip-galvanized Cable Tray-Unequal Tee |  | 200Wx200Wx150Wx100H mm |  | Hainam |  | m | Hot Dip-galvanized Cable Tray-Unequal Tee 200Wx200Wx150Wx100H
| LV | Cable tray | Hot Dip-galvanized Cable Tray-Unequal Tee |  | 200Wx200Wx300Wx100H mm |  | Hainam |  | m | Hot Dip-galvanized Cable Tray-Unequal Tee 200Wx200Wx300Wx100H
| LV | Cable tray | Hot Dip-galvanized Cable Tray-Unequal Tee |  | 300Wx300Wx150Wx100H mm |  | Hainam |  | m | Hot Dip-galvanized Cable Tray-Unequal Tee 300Wx300Wx150Wx100H
| LV | Cable tray | Hot Dip-galvanized Cable Tray-Unequal Tee |  | 300Wx300Wx200Wx100H mm |  | Hainam |  | m | Hot Dip-galvanized Cable Tray-Unequal Tee 300Wx300Wx200Wx100H
| LV | Cable tray | Hot Dip-galvanized Cable Tray-Unequal Tee |  | 400Wx400Wx200Wx100H mm |  | Hainam |  | m | Hot Dip-galvanized Cable Tray-Unequal Tee 400Wx400Wx200Wx100H
| LV | Cable tray | Hot Dip-galvanized Cable Tray-Unequal Tee |  | 400Wx400Wx300Wx100H mm |  | Hainam |  | m | Hot Dip-galvanized Cable Tray-Unequal Tee 400Wx400Wx300Wx100H
| LV | Cable tray | Hot Dip-galvanized Cable Tray-Unequal Tee |  | 500Wx500Wx200Wx100H mm |  | Hainam |  | m | Hot Dip-galvanized Cable Tray-Unequal Tee 500Wx500Wx200Wx100H
| LV | Cable tray | Hot Dip-galvanized Cable Tray-Unequal Tee |  | 500Wx500Wx300Wx100H mm |  | Hainam |  | m | Hot Dip-galvanized Cable Tray-Unequal Tee 500Wx500Wx300Wx100H
| LV | Cable tray | Hot Dip-galvanized Cable Tray-Unequal Tee |  | 600Wx600Wx400Wx100H mm |  | Hainam |  | m | Hot Dip-galvanized Cable Tray-Unequal Tee 600Wx600Wx400Wx100H
| LV | Cable tray | Hot Dip-galvanized Cable Tray-Unequal Tee |  | 600Wx600Wx500Wx100H mm |  | Hainam |  | m | Hot Dip-galvanized Cable Tray-Unequal Tee 600Wx600Wx500Wx100H
| LV | Cable tray | Hot Dip-galvanized Cable Tray-Unequal Tee |  | 800Wx800Wx400Wx100H mm |  | Hainam |  | m | Hot Dip-galvanized Cable Tray-Unequal Tee 800Wx800Wx400Wx100H
| LV | Cable tray | Hot Dip-galvanized Cable Tray-Unequal Tee |  | 800Wx800Wx600Wx100H mm |  | Hainam |  | m | Hot Dip-galvanized Cable Tray-Unequal Tee 800Wx800Wx600Wx100H
| LV | Cable tray | Hot Dip-galvanized Cable Tray-Straight Reducer |  | 150Wx100Wx100H mm |  | Hainam |  | m | Hot Dip-galvanized Cable Tray-Straight Reducer 150Wx100Wx100H
| LV | Cable tray | Hot Dip-galvanized Cable Tray-Straight Reducer |  | 200Wx150Wx100H mm |  | Hainam |  | m | Hot Dip-galvanized Cable Tray-Straight Reducer 200Wx150Wx100H
| LV | Cable tray | Hot Dip-galvanized Cable Tray-Straight Reducer |  | 300Wx200Wx100H mm |  | Hainam |  | m | Hot Dip-galvanized Cable Tray-Straight Reducer 300Wx200Wx100H
| LV | Cable tray | Hot Dip-galvanized Cable Tray-Straight Reducer |  | 400Wx200Wx100H mm |  | Hainam |  | m | Hot Dip-galvanized Cable Tray-Straight Reducer 400Wx200Wx100H
| LV | Cable tray | Hot Dip-galvanized Cable Tray-Straight Reducer |  | 400Wx300Wx100H mm |  | Hainam |  | m | Hot Dip-galvanized Cable Tray-Straight Reducer 400Wx300Wx100H
| LV | Cable tray | Hot Dip-galvanized Cable Tray-Straight Reducer |  | 500Wx300Wx100H mm |  | Hainam |  | m | Hot Dip-galvanized Cable Tray-Straight Reducer 500Wx300Wx100H
| LV | Cable tray | Hot Dip-galvanized Cable Tray-Straight Reducer |  | 500Wx400Wx100H mm |  | Hainam |  | m | Hot Dip-galvanized Cable Tray-Straight Reducer 500Wx400Wx100H
| LV | Cable tray | Hot Dip-galvanized Cable Tray-Straight Reducer |  | 600Wx300Wx100H mm |  | Hainam |  | m | Hot Dip-galvanized Cable Tray-Straight Reducer 600Wx300Wx100H
| LV | Cable tray | Hot Dip-galvanized Cable Tray-Straight Reducer |  | 600Wx400Wx100H mm |  | Hainam |  | m | Hot Dip-galvanized Cable Tray-Straight Reducer 600Wx400Wx100H
| LV | Cable tray | Hot Dip-galvanized Cable Tray-Straight Reducer |  | 800Wx500Wx100H mm |  | Hainam |  | m | Hot Dip-galvanized Cable Tray-Straight Reducer 800Wx500Wx100H
| LV | Cable tray | Hot Dip-galvanized Cable Tray-Straight Reducer |  | 800Wx600Wx100H mm |  | Hainam |  | m | Hot Dip-galvanized Cable Tray-Straight Reducer 800Wx600Wx100H
| LV | Cable tray | Hot Dip-galvanized Cable Tray-Right Hand Reducer |  | 150Wx100Wx100H mm |  | Hainam |  | m | Hot Dip-galvanized Cable Tray-Right Hand Reducer 150Wx100Wx100H
| LV | Cable tray | Hot Dip-galvanized Cable Tray-Right Hand Reducer |  | 200Wx100Wx100H mm |  | Hainam |  | m | Hot Dip-galvanized Cable Tray-Right Hand Reducer 200Wx100Wx100H
| LV | Cable tray | Hot Dip-galvanized Cable Tray-Right Hand Reducer |  | 200Wx150Wx100H mm |  | Hainam |  | m | Hot Dip-galvanized Cable Tray-Right Hand Reducer 200Wx150Wx100H
| LV | Cable tray | Hot Dip-galvanized Cable Tray-Right Hand Reducer |  | 300Wx200Wx100H mm |  | Hainam |  | m | Hot Dip-galvanized Cable Tray-Right Hand Reducer 300Wx200Wx100H
| LV | Cable tray | Hot Dip-galvanized Cable Tray-Right Hand Reducer |  | 400Wx300Wx100H mm |  | Hainam |  | m | Hot Dip-galvanized Cable Tray-Right Hand Reducer 400Wx300Wx100H
| LV | Cable tray | Hot Dip-galvanized Cable Tray-Right Hand Reducer |  | 500Wx300Wx100H mm |  | Hainam |  | m | Hot Dip-galvanized Cable Tray-Right Hand Reducer 500Wx300Wx100H
| LV | Cable tray | Hot Dip-galvanized Cable Tray-Right Hand Reducer |  | 600Wx400Wx100H mm |  | Hainam |  | m | Hot Dip-galvanized Cable Tray-Right Hand Reducer 600Wx400Wx100H
| LV | Cable tray | Hot Dip-galvanized Cable Tray-Right Hand Reducer |  | 600Wx500Wx100H mm |  | Hainam |  | m | Hot Dip-galvanized Cable Tray-Right Hand Reducer 600Wx500Wx100H
| LV | Cable tray | Hot Dip-galvanized Cable Tray-Right Hand Reducer |  | 800Wx500Wx100H mm |  | Hainam |  | m | Hot Dip-galvanized Cable Tray-Right Hand Reducer 800Wx500Wx100H
| LV | Cable tray | Hot Dip-galvanized Cable Tray-Right Hand Reducer |  | 800Wx600Wx100H mm |  | Hainam |  | m | Hot Dip-galvanized Cable Tray-Right Hand Reducer 800Wx600Wx100H
| LV | Cable tray | Hot Dip-galvanized Cable Tray-Left Hand Reducer |  | 150Wx100Wx100H mm |  | Hainam |  | m | Hot Dip-galvanized Cable Tray-Left Hand Reducer 150Wx100Wx100H
| LV | Cable tray | Hot Dip-galvanized Cable Tray-Left Hand Reducer |  | 200Wx100Wx100H mm |  | Hainam |  | m | Hot Dip-galvanized Cable Tray-Left Hand Reducer 200Wx100Wx100H
| LV | Cable tray | Hot Dip-galvanized Cable Tray-Left Hand Reducer |  | 200Wx150Wx100H mm |  | Hainam |  | m | Hot Dip-galvanized Cable Tray-Left Hand Reducer 200Wx150Wx100H
| LV | Cable tray | Hot Dip-galvanized Cable Tray-Left Hand Reducer |  | 300Wx200Wx100H mm |  | Hainam |  | m | Hot Dip-galvanized Cable Tray-Left Hand Reducer 300Wx200Wx100H
| LV | Cable tray | Hot Dip-galvanized Cable Tray-Left Hand Reducer |  | 400Wx300Wx100H mm |  | Hainam |  | m | Hot Dip-galvanized Cable Tray-Left Hand Reducer 400Wx300Wx100H
| LV | Cable tray | Hot Dip-galvanized Cable Tray-Left Hand Reducer |  | 500Wx300Wx100H mm |  | Hainam |  | m | Hot Dip-galvanized Cable Tray-Left Hand Reducer 500Wx300Wx100H
| LV | Cable tray | Hot Dip-galvanized Cable Tray-Left Hand Reducer |  | 600Wx400Wx100H mm |  | Hainam |  | m | Hot Dip-galvanized Cable Tray-Left Hand Reducer 600Wx400Wx100H
| LV | Cable tray | Hot Dip-galvanized Cable Tray-Left Hand Reducer |  | 600Wx500Wx100H mm |  | Hainam |  | m | Hot Dip-galvanized Cable Tray-Left Hand Reducer 600Wx500Wx100H
| LV | Cable tray | Hot Dip-galvanized Cable Tray-Left Hand Reducer |  | 800Wx500Wx100H mm |  | Hainam |  | m | Hot Dip-galvanized Cable Tray-Left Hand Reducer 800Wx500Wx100H
| LV | Cable tray | Hot Dip-galvanized Cable Tray-Left Hand Reducer |  | 800Wx600Wx100H mm |  | Hainam |  | m | Hot Dip-galvanized Cable Tray-Left Hand Reducer 800Wx600Wx100H
LV
| LV | Cable trunking | Pre-galvanized Cable trunking |  | 50Wx50H mm |  | Hainam |  | m | Pre-galvanized Cable trunking 50Wx50H mm
| LV | Cable trunking | Pre-galvanized Cable trunking |  | 100Wx50H mm |  | Hainam |  | m | Pre-galvanized Cable trunking 100Wx50H mm
| LV | Cable trunking | Pre-galvanized Cable trunking |  | 150Wx50H mm |  | Hainam |  | m | Pre-galvanized Cable trunking 150Wx50H mm
| LV | Cable trunking | Pre-galvanized Cable trunking |  | 200Wx50H mm |  | Hainam |  | m | Pre-galvanized Cable trunking 200Wx50H mm
| LV | Cable trunking | Pre-galvanized Cable trunking |  | 250Wx50H mm |  | Hainam |  | m | Pre-galvanized Cable trunking 250Wx50H mm
| LV | Cable trunking | Pre-galvanized Cable trunking |  | 300Wx50H mm |  | Hainam |  | m | Pre-galvanized Cable trunking 300Wx50H mm
| LV | Cable trunking | Pre-galvanized Cable trunking |  | 400Wx50H mm |  | Hainam |  | m | Pre-galvanized Cable trunking 400Wx50H mm
| LV | Cable trunking | Pre-galvanized Cable trunking |  | 500Wx50H mm |  | Hainam |  | m | Pre-galvanized Cable trunking 500Wx50H mm
| LV | Cable trunking | Pre-galvanized Cable trunking |  | 600Wx50H mm |  | Hainam |  | m | Pre-galvanized Cable trunking 600Wx50H mm
| LV | Cable trunking | Pre-galvanized Cable trunking |  | 800Wx50H mm |  | Hainam |  | m | Pre-galvanized Cable trunking 800Wx50H mm
| LV | Cable trunking | Pre-galvanized Cable trunking-Elbow |  | 50Wx50H mm |  | Hainam |  | m | Pre-galvanized Cable trunking-Elbow 90º 50Wx50H
| LV | Cable trunking | Pre-galvanized Cable trunking-Elbow |  | 100Wx50H mm |  | Hainam |  | m | Pre-galvanized Cable trunking-Elbow 90º 100Wx50H
| LV | Cable trunking | Pre-galvanized Cable trunking-Elbow |  | 150Wx50H mm |  | Hainam |  | m | Pre-galvanized Cable trunking-Elbow 90º 150Wx50H
| LV | Cable trunking | Pre-galvanized Cable trunking-Elbow |  | 200Wx50H mm |  | Hainam |  | m | Pre-galvanized Cable trunking-Elbow 90º 200Wx50H
| LV | Cable trunking | Pre-galvanized Cable trunking-Elbow |  | 250Wx50H mm |  | Hainam |  | m | Pre-galvanized Cable trunking-Elbow 90º 250Wx50H
| LV | Cable trunking | Pre-galvanized Cable trunking-Elbow |  | 300Wx50H mm |  | Hainam |  | m | Pre-galvanized Cable trunking-Elbow 90º 300Wx50H
| LV | Cable trunking | Pre-galvanized Cable trunking-Elbow |  | 400Wx50H mm |  | Hainam |  | m | Pre-galvanized Cable trunking-Elbow 90º 400Wx50H
| LV | Cable trunking | Pre-galvanized Cable trunking-Elbow |  | 500Wx50H mm |  | Hainam |  | m | Pre-galvanized Cable trunking-Elbow 90º 500Wx50H
| LV | Cable trunking | Pre-galvanized Cable trunking-Elbow |  | 600Wx50H mm |  | Hainam |  | m | Pre-galvanized Cable trunking-Elbow 90º 600Wx50H
| LV | Cable trunking | Pre-galvanized Cable trunking-Elbow |  | 800Wx50H mm |  | Hainam |  | m | Pre-galvanized Cable trunking-Elbow 90º 800Wx50H
| LV | Cable trunking | Pre-galvanized Cable trunking-Equal Tee |  | 50Wx50H mm |  | Hainam |  | m | Pre-galvanized Cable trunking-Equal Tee 50Wx50H
| LV | Cable trunking | Pre-galvanized Cable trunking-Equal Tee |  | 100Wx50H mm |  | Hainam |  | m | Pre-galvanized Cable trunking-Equal Tee 100Wx50H
| LV | Cable trunking | Pre-galvanized Cable trunking-Equal Tee |  | 150Wx50H mm |  | Hainam |  | m | Pre-galvanized Cable trunking-Equal Tee 150W50H
| LV | Cable trunking | Pre-galvanized Cable trunking-Equal Tee |  | 200Wx50H mm |  | Hainam |  | m | Pre-galvanized Cable trunking-Equal Tee 200Wx50H
| LV | Cable trunking | Pre-galvanized Cable trunking-Equal Tee |  | 250Wx50H mm |  | Hainam |  | m | Pre-galvanized Cable trunking-Equal Tee 250Wx50H
| LV | Cable trunking | Pre-galvanized Cable trunking-Equal Tee |  | 300Wx50H mm |  | Hainam |  | m | Pre-galvanized Cable trunking-Equal Tee 300Wx50H
| LV | Cable trunking | Pre-galvanized Cable trunking-Equal Tee |  | 400Wx50H mm |  | Hainam |  | m | Pre-galvanized Cable trunking-Equal Tee 400Wx50H
| LV | Cable trunking | Pre-galvanized Cable trunking-Equal Tee |  | 500Wx50H mm |  | Hainam |  | m | Pre-galvanized Cable trunking-Equal Tee 500Wx50H
| LV | Cable trunking | Pre-galvanized Cable trunking-Equal Tee |  | 600Wx50H mm |  | Hainam |  | m | Pre-galvanized Cable trunking-Equal Tee 600Wx50H
| LV | Cable trunking | Pre-galvanized Cable trunking-Equal Tee |  | 800Wx50H mm |  | Hainam |  | m | Pre-galvanized Cable trunking-Equal Tee 800Wx50H
| LV | Cable trunking | Pre-galvanized Cable trunking-Unequal Tee |  | 100Wx100Wx50Wx50H mm |  | Hainam |  | m | Pre-galvanized Cable trunking-Unequal Tee 100Wx100Wx50Wx50H
| LV | Cable trunking | Pre-galvanized Cable trunking-Unequal Tee |  | 100Wx100Wx150Wx50H mm |  | Hainam |  | m | Pre-galvanized Cable trunking-Unequal Tee 100Wx100Wx150Wx50H
| LV | Cable trunking | Pre-galvanized Cable trunking-Unequal Tee |  | 200Wx200Wx100Wx50H mm |  | Hainam |  | m | Pre-galvanized Cable trunking-Unequal Tee 200Wx200Wx100Wx50H
| LV | Cable trunking | Pre-galvanized Cable trunking-Unequal Tee |  | 200Wx200Wx150Wx50H mm |  | Hainam |  | m | Pre-galvanized Cable trunking-Unequal Tee 200Wx200Wx150Wx50H
| LV | Cable trunking | Pre-galvanized Cable trunking-Unequal Tee |  | 200Wx200Wx300Wx50H mm |  | Hainam |  | m | Pre-galvanized Cable trunking-Unequal Tee 200Wx200Wx300Wx50H
| LV | Cable trunking | Pre-galvanized Cable trunking-Unequal Tee |  | 300Wx300Wx150Wx50H mm |  | Hainam |  | m | Pre-galvanized Cable trunking-Unequal Tee 300Wx300Wx150Wx50H
| LV | Cable trunking | Pre-galvanized Cable trunking-Unequal Tee |  | 300Wx300Wx200Wx50H mm |  | Hainam |  | m | Pre-galvanized Cable trunking-Unequal Tee 300Wx300Wx200Wx50H
| LV | Cable trunking | Pre-galvanized Cable trunking-Unequal Tee |  | 400Wx400Wx200Wx50H mm |  | Hainam |  | m | Pre-galvanized Cable trunking-Unequal Tee 400Wx400Wx200Wx50H
| LV | Cable trunking | Pre-galvanized Cable trunking-Unequal Tee |  | 400Wx400Wx300Wx50H mm |  | Hainam |  | m | Pre-galvanized Cable trunking-Unequal Tee 400Wx400Wx300Wx50H
| LV | Cable trunking | Pre-galvanized Cable trunking-Unequal Tee |  | 500Wx500Wx200Wx50H mm |  | Hainam |  | m | Pre-galvanized Cable trunking-Unequal Tee 500Wx500Wx200Wx50H
| LV | Cable trunking | Pre-galvanized Cable trunking-Unequal Tee |  | 500Wx500Wx300Wx50H mm |  | Hainam |  | m | Pre-galvanized Cable trunking-Unequal Tee 500Wx500Wx300Wx50H
| LV | Cable trunking | Pre-galvanized Cable trunking-Unequal Tee |  | 600Wx600Wx400Wx50H mm |  | Hainam |  | m | Pre-galvanized Cable trunking-Unequal Tee 600Wx600Wx400Wx50H
| LV | Cable trunking | Pre-galvanized Cable trunking-Unequal Tee |  | 600Wx600Wx500Wx50H mm |  | Hainam |  | m | Pre-galvanized Cable trunking-Unequal Tee 600Wx600Wx500Wx50H
| LV | Cable trunking | Pre-galvanized Cable trunking-Unequal Tee |  | 800Wx800Wx400Wx50H mm |  | Hainam |  | m | Pre-galvanized Cable trunking-Unequal Tee 800Wx800Wx400Wx50H
| LV | Cable trunking | Pre-galvanized Cable trunking-Unequal Tee |  | 800Wx800Wx600Wx50H mm |  | Hainam |  | m | Pre-galvanized Cable trunking-Unequal Tee 800Wx800Wx600Wx50H
| LV | Cable trunking | Pre-galvanized Cable trunking-Straight Reducer |  | 100Wx50Wx50H mm |  | Hainam |  | m | Pre-galvanized Cable trunking-Straight Reducer 100Wx50Wx50H
| LV | Cable trunking | Pre-galvanized Cable trunking-Straight Reducer |  | 150Wx100Wx50H mm |  | Hainam |  | m | Pre-galvanized Cable trunking-Straight Reducer 150Wx100Wx50H
| LV | Cable trunking | Pre-galvanized Cable trunking-Straight Reducer |  | 200Wx150Wx50H mm |  | Hainam |  | m | Pre-galvanized Cable trunking-Straight Reducer 200Wx150Wx50H
| LV | Cable trunking | Pre-galvanized Cable trunking-Straight Reducer |  | 300Wx200Wx50H mm |  | Hainam |  | m | Pre-galvanized Cable trunking-Straight Reducer 300Wx200Wx50H
| LV | Cable trunking | Pre-galvanized Cable trunking-Straight Reducer |  | 400Wx200Wx50H mm |  | Hainam |  | m | Pre-galvanized Cable trunking-Straight Reducer 400Wx200Wx50H
| LV | Cable trunking | Pre-galvanized Cable trunking-Straight Reducer |  | 400Wx300Wx50H mm |  | Hainam |  | m | Pre-galvanized Cable trunking-Straight Reducer 400Wx300Wx50H
| LV | Cable trunking | Pre-galvanized Cable trunking-Straight Reducer |  | 500Wx300Wx50H mm |  | Hainam |  | m | Pre-galvanized Cable trunking-Straight Reducer 500Wx300Wx50H
| LV | Cable trunking | Pre-galvanized Cable trunking-Straight Reducer |  | 500Wx400Wx50H mm |  | Hainam |  | m | Pre-galvanized Cable trunking-Straight Reducer 500Wx400Wx50H
| LV | Cable trunking | Pre-galvanized Cable trunking-Straight Reducer |  | 600Wx300Wx50H mm |  | Hainam |  | m | Pre-galvanized Cable trunking-Straight Reducer 600Wx300Wx50H
| LV | Cable trunking | Pre-galvanized Cable trunking-Straight Reducer |  | 600Wx400Wx50H mm |  | Hainam |  | m | Pre-galvanized Cable trunking-Straight Reducer 600Wx400Wx50H
| LV | Cable trunking | Pre-galvanized Cable trunking-Straight Reducer |  | 800Wx500Wx50H mm |  | Hainam |  | m | Pre-galvanized Cable trunking-Straight Reducer 800Wx500Wx50H
| LV | Cable trunking | Pre-galvanized Cable trunking-Straight Reducer |  | 800Wx600Wx50H mm |  | Hainam |  | m | Pre-galvanized Cable trunking-Straight Reducer 800Wx600Wx50H
| LV | Cable trunking | Pre-galvanized Cable trunking-Right Hand Reducer |  | 100Wx50Wx50H mm |  | Hainam |  | m | Pre-galvanized Cable trunking-Right Hand Reducer 100Wx50Wx50H
| LV | Cable trunking | Pre-galvanized Cable trunking-Right Hand Reducer |  | 150Wx100Wx50H mm |  | Hainam |  | m | Pre-galvanized Cable trunking-Right Hand Reducer 150Wx100Wx50H
| LV | Cable trunking | Pre-galvanized Cable trunking-Right Hand Reducer |  | 200Wx100Wx50H mm |  | Hainam |  | m | Pre-galvanized Cable trunking-Right Hand Reducer 200Wx100Wx50H
| LV | Cable trunking | Pre-galvanized Cable trunking-Right Hand Reducer |  | 200Wx150Wx50H mm |  | Hainam |  | m | Pre-galvanized Cable trunking-Right Hand Reducer 200Wx150Wx50H
| LV | Cable trunking | Pre-galvanized Cable trunking-Right Hand Reducer |  | 300Wx200Wx50H mm |  | Hainam |  | m | Pre-galvanized Cable trunking-Right Hand Reducer 300Wx200Wx50H
| LV | Cable trunking | Pre-galvanized Cable trunking-Right Hand Reducer |  | 400Wx300Wx50H mm |  | Hainam |  | m | Pre-galvanized Cable trunking-Right Hand Reducer 400Wx300Wx50H
| LV | Cable trunking | Pre-galvanized Cable trunking-Right Hand Reducer |  | 500Wx300Wx50H mm |  | Hainam |  | m | Pre-galvanized Cable trunking-Right Hand Reducer 500Wx300Wx50H
| LV | Cable trunking | Pre-galvanized Cable trunking-Right Hand Reducer |  | 600Wx400Wx50H mm |  | Hainam |  | m | Pre-galvanized Cable trunking-Right Hand Reducer 600Wx400Wx50H
| LV | Cable trunking | Pre-galvanized Cable trunking-Right Hand Reducer |  | 600Wx500Wx50H mm |  | Hainam |  | m | Pre-galvanized Cable trunking-Right Hand Reducer 600Wx500Wx50H
| LV | Cable trunking | Pre-galvanized Cable trunking-Right Hand Reducer |  | 800Wx500Wx50H mm |  | Hainam |  | m | Pre-galvanized Cable trunking-Right Hand Reducer 800Wx500Wx50H
| LV | Cable trunking | Pre-galvanized Cable trunking-Right Hand Reducer |  | 800Wx600Wx50H mm |  | Hainam |  | m | Pre-galvanized Cable trunking-Right Hand Reducer 800Wx600Wx50H
| LV | Cable trunking | Pre-galvanized Cable trunking-Left Hand Reducer |  | 100Wx50Wx50H mm |  | Hainam |  | m | Pre-galvanized Cable trunking-Left Hand Reducer 100Wx50Wx50H
| LV | Cable trunking | Pre-galvanized Cable trunking-Left Hand Reducer |  | 150Wx100Wx50H mm |  | Hainam |  | m | Pre-galvanized Cable trunking-Left Hand Reducer 150Wx100Wx50H
| LV | Cable trunking | Pre-galvanized Cable trunking-Left Hand Reducer |  | 200Wx100Wx50H mm |  | Hainam |  | m | Pre-galvanized Cable trunking-Left Hand Reducer 200Wx100Wx50H
| LV | Cable trunking | Pre-galvanized Cable trunking-Left Hand Reducer |  | 200Wx150Wx50H mm |  | Hainam |  | m | Pre-galvanized Cable trunking-Left Hand Reducer 200Wx150Wx50H
| LV | Cable trunking | Pre-galvanized Cable trunking-Left Hand Reducer |  | 300Wx200Wx50H mm |  | Hainam |  | m | Pre-galvanized Cable trunking-Left Hand Reducer 300Wx200Wx50H
| LV | Cable trunking | Pre-galvanized Cable trunking-Left Hand Reducer |  | 400Wx300Wx50H mm |  | Hainam |  | m | Pre-galvanized Cable trunking-Left Hand Reducer 400Wx300Wx50H
| LV | Cable trunking | Pre-galvanized Cable trunking-Left Hand Reducer |  | 500Wx300Wx50H mm |  | Hainam |  | m | Pre-galvanized Cable trunking-Left Hand Reducer 500Wx300Wx50H
| LV | Cable trunking | Pre-galvanized Cable trunking-Left Hand Reducer |  | 600Wx400Wx50H mm |  | Hainam |  | m | Pre-galvanized Cable trunking-Left Hand Reducer 600Wx400Wx50H
| LV | Cable trunking | Pre-galvanized Cable trunking-Left Hand Reducer |  | 600Wx500Wx50H mm |  | Hainam |  | m | Pre-galvanized Cable trunking-Left Hand Reducer 600Wx500Wx50H
| LV | Cable trunking | Pre-galvanized Cable trunking-Left Hand Reducer |  | 800Wx500Wx50H mm |  | Hainam |  | m | Pre-galvanized Cable trunking-Left Hand Reducer 800Wx500Wx50H
| LV | Cable trunking | Pre-galvanized Cable trunking-Left Hand Reducer |  | 800Wx600Wx50H mm |  | Hainam |  | m | Pre-galvanized Cable trunking-Left Hand Reducer 800Wx600Wx50H
| LV | Cable trunking | Pre-galvanized Cable trunking |  | 100Wx100H mm |  | Hainam |  | m | Pre-galvanized Cable trunking 100Wx100H mm
| LV | Cable trunking | Pre-galvanized Cable trunking |  | 150Wx100H mm |  | Hainam |  | m | Pre-galvanized Cable trunking 150Wx100H mm
| LV | Cable trunking | Pre-galvanized Cable trunking |  | 200Wx100H mm |  | Hainam |  | m | Pre-galvanized Cable trunking 200Wx100H mm
| LV | Cable trunking | Pre-galvanized Cable trunking |  | 250Wx100H mm |  | Hainam |  | m | Pre-galvanized Cable trunking 250Wx100H mm
| LV | Cable trunking | Pre-galvanized Cable trunking |  | 300Wx100H mm |  | Hainam |  | m | Pre-galvanized Cable trunking 300Wx100H mm
| LV | Cable trunking | Pre-galvanized Cable trunking |  | 400Wx100H mm |  | Hainam |  | m | Pre-galvanized Cable trunking 400Wx100H mm
| LV | Cable trunking | Pre-galvanized Cable trunking |  | 500Wx100H mm |  | Hainam |  | m | Pre-galvanized Cable trunking 500Wx100H mm
| LV | Cable trunking | Pre-galvanized Cable trunking |  | 600Wx100H mm |  | Hainam |  | m | Pre-galvanized Cable trunking 600Wx100H mm
| LV | Cable trunking | Pre-galvanized Cable trunking |  | 800Wx100H mm |  | Hainam |  | m | Pre-galvanized Cable trunking 800Wx100H mm
| LV | Cable trunking | Pre-galvanized Cable trunking-Elbow |  | 100Wx100H mm |  | Hainam |  | m | Pre-galvanized Cable trunking-Elbow 90º 100Wx100H
| LV | Cable trunking | Pre-galvanized Cable trunking-Elbow |  | 150Wx100H mm |  | Hainam |  | m | Pre-galvanized Cable trunking-Elbow 90º 150Wx100H
| LV | Cable trunking | Pre-galvanized Cable trunking-Elbow |  | 200Wx100H mm |  | Hainam |  | m | Pre-galvanized Cable trunking-Elbow 90º 200Wx100H
| LV | Cable trunking | Pre-galvanized Cable trunking-Elbow |  | 250Wx100H mm |  | Hainam |  | m | Pre-galvanized Cable trunking-Elbow 90º 250Wx100H
| LV | Cable trunking | Pre-galvanized Cable trunking-Elbow |  | 300Wx100H mm |  | Hainam |  | m | Pre-galvanized Cable trunking-Elbow 90º 300Wx100H
| LV | Cable trunking | Pre-galvanized Cable trunking-Elbow |  | 400Wx100H mm |  | Hainam |  | m | Pre-galvanized Cable trunking-Elbow 90º 400Wx100H
| LV | Cable trunking | Pre-galvanized Cable trunking-Elbow |  | 500Wx100H mm |  | Hainam |  | m | Pre-galvanized Cable trunking-Elbow 90º 500Wx100H
| LV | Cable trunking | Pre-galvanized Cable trunking-Elbow |  | 600Wx100H mm |  | Hainam |  | m | Pre-galvanized Cable trunking-Elbow 90º 600Wx100H
| LV | Cable trunking | Pre-galvanized Cable trunking-Elbow |  | 800Wx100H mm |  | Hainam |  | m | Pre-galvanized Cable trunking-Elbow 90º 800Wx100H
| LV | Cable trunking | Pre-galvanized Cable trunking-Equal Tee |  | 100Wx100H mm |  | Hainam |  | m | Pre-galvanized Cable trunking-Equal Tee 100Wx100H
| LV | Cable trunking | Pre-galvanized Cable trunking-Equal Tee |  | 150Wx100H mm |  | Hainam |  | m | Pre-galvanized Cable trunking-Equal Tee 150W100H
| LV | Cable trunking | Pre-galvanized Cable trunking-Equal Tee |  | 200Wx100H mm |  | Hainam |  | m | Pre-galvanized Cable trunking-Equal Tee 200Wx100H
| LV | Cable trunking | Pre-galvanized Cable trunking-Equal Tee |  | 250Wx100H mm |  | Hainam |  | m | Pre-galvanized Cable trunking-Equal Tee 250Wx100H
| LV | Cable trunking | Pre-galvanized Cable trunking-Equal Tee |  | 300Wx100H mm |  | Hainam |  | m | Pre-galvanized Cable trunking-Equal Tee 300Wx100H
| LV | Cable trunking | Pre-galvanized Cable trunking-Equal Tee |  | 400Wx100H mm |  | Hainam |  | m | Pre-galvanized Cable trunking-Equal Tee 400Wx100H
| LV | Cable trunking | Pre-galvanized Cable trunking-Equal Tee |  | 500Wx100H mm |  | Hainam |  | m | Pre-galvanized Cable trunking-Equal Tee 500Wx100H
| LV | Cable trunking | Pre-galvanized Cable trunking-Equal Tee |  | 600Wx100H mm |  | Hainam |  | m | Pre-galvanized Cable trunking-Equal Tee 600Wx100H
| LV | Cable trunking | Pre-galvanized Cable trunking-Equal Tee |  | 800Wx100H mm |  | Hainam |  | m | Pre-galvanized Cable trunking-Equal Tee 800Wx100H
| LV | Cable trunking | Pre-galvanized Cable trunking-Unequal Tee |  | 100Wx100Wx150Wx100H mm |  | Hainam |  | m | Pre-galvanized Cable trunking-Unequal Tee 100Wx100Wx150Wx100H
| LV | Cable trunking | Pre-galvanized Cable trunking-Unequal Tee |  | 200Wx200Wx100Wx100H mm |  | Hainam |  | m | Pre-galvanized Cable trunking-Unequal Tee 200Wx200Wx100Wx100H
| LV | Cable trunking | Pre-galvanized Cable trunking-Unequal Tee |  | 200Wx200Wx150Wx100H mm |  | Hainam |  | m | Pre-galvanized Cable trunking-Unequal Tee 200Wx200Wx150Wx100H
| LV | Cable trunking | Pre-galvanized Cable trunking-Unequal Tee |  | 200Wx200Wx300Wx100H mm |  | Hainam |  | m | Pre-galvanized Cable trunking-Unequal Tee 200Wx200Wx300Wx100H
| LV | Cable trunking | Pre-galvanized Cable trunking-Unequal Tee |  | 300Wx300Wx150Wx100H mm |  | Hainam |  | m | Pre-galvanized Cable trunking-Unequal Tee 300Wx300Wx150Wx100H
| LV | Cable trunking | Pre-galvanized Cable trunking-Unequal Tee |  | 300Wx300Wx200Wx100H mm |  | Hainam |  | m | Pre-galvanized Cable trunking-Unequal Tee 300Wx300Wx200Wx100H
| LV | Cable trunking | Pre-galvanized Cable trunking-Unequal Tee |  | 400Wx400Wx200Wx100H mm |  | Hainam |  | m | Pre-galvanized Cable trunking-Unequal Tee 400Wx400Wx200Wx100H
| LV | Cable trunking | Pre-galvanized Cable trunking-Unequal Tee |  | 400Wx400Wx300Wx100H mm |  | Hainam |  | m | Pre-galvanized Cable trunking-Unequal Tee 400Wx400Wx300Wx100H
| LV | Cable trunking | Pre-galvanized Cable trunking-Unequal Tee |  | 500Wx500Wx200Wx100H mm |  | Hainam |  | m | Pre-galvanized Cable trunking-Unequal Tee 500Wx500Wx200Wx100H
| LV | Cable trunking | Pre-galvanized Cable trunking-Unequal Tee |  | 500Wx500Wx300Wx100H mm |  | Hainam |  | m | Pre-galvanized Cable trunking-Unequal Tee 500Wx500Wx300Wx100H
| LV | Cable trunking | Pre-galvanized Cable trunking-Unequal Tee |  | 600Wx600Wx400Wx100H mm |  | Hainam |  | m | Pre-galvanized Cable trunking-Unequal Tee 600Wx600Wx400Wx100H
| LV | Cable trunking | Pre-galvanized Cable trunking-Unequal Tee |  | 600Wx600Wx500Wx100H mm |  | Hainam |  | m | Pre-galvanized Cable trunking-Unequal Tee 600Wx600Wx500Wx100H
| LV | Cable trunking | Pre-galvanized Cable trunking-Unequal Tee |  | 800Wx800Wx400Wx100H mm |  | Hainam |  | m | Pre-galvanized Cable trunking-Unequal Tee 800Wx800Wx400Wx100H
| LV | Cable trunking | Pre-galvanized Cable trunking-Unequal Tee |  | 800Wx800Wx600Wx100H mm |  | Hainam |  | m | Pre-galvanized Cable trunking-Unequal Tee 800Wx800Wx600Wx100H
| LV | Cable trunking | Pre-galvanized Cable trunking-Straight Reducer |  | 150Wx100Wx100H mm |  | Hainam |  | m | Pre-galvanized Cable trunking-Straight Reducer 150Wx100Wx100H
| LV | Cable trunking | Pre-galvanized Cable trunking-Straight Reducer |  | 200Wx150Wx100H mm |  | Hainam |  | m | Pre-galvanized Cable trunking-Straight Reducer 200Wx150Wx100H
| LV | Cable trunking | Pre-galvanized Cable trunking-Straight Reducer |  | 300Wx200Wx100H mm |  | Hainam |  | m | Pre-galvanized Cable trunking-Straight Reducer 300Wx200Wx100H
| LV | Cable trunking | Pre-galvanized Cable trunking-Straight Reducer |  | 400Wx200Wx100H mm |  | Hainam |  | m | Pre-galvanized Cable trunking-Straight Reducer 400Wx200Wx100H
| LV | Cable trunking | Pre-galvanized Cable trunking-Straight Reducer |  | 400Wx300Wx100H mm |  | Hainam |  | m | Pre-galvanized Cable trunking-Straight Reducer 400Wx300Wx100H
| LV | Cable trunking | Pre-galvanized Cable trunking-Straight Reducer |  | 500Wx300Wx100H mm |  | Hainam |  | m | Pre-galvanized Cable trunking-Straight Reducer 500Wx300Wx100H
| LV | Cable trunking | Pre-galvanized Cable trunking-Straight Reducer |  | 500Wx400Wx100H mm |  | Hainam |  | m | Pre-galvanized Cable trunking-Straight Reducer 500Wx400Wx100H
| LV | Cable trunking | Pre-galvanized Cable trunking-Straight Reducer |  | 600Wx300Wx100H mm |  | Hainam |  | m | Pre-galvanized Cable trunking-Straight Reducer 600Wx300Wx100H
| LV | Cable trunking | Pre-galvanized Cable trunking-Straight Reducer |  | 600Wx400Wx100H mm |  | Hainam |  | m | Pre-galvanized Cable trunking-Straight Reducer 600Wx400Wx100H
| LV | Cable trunking | Pre-galvanized Cable trunking-Straight Reducer |  | 800Wx500Wx100H mm |  | Hainam |  | m | Pre-galvanized Cable trunking-Straight Reducer 800Wx500Wx100H
| LV | Cable trunking | Pre-galvanized Cable trunking-Straight Reducer |  | 800Wx600Wx100H mm |  | Hainam |  | m | Pre-galvanized Cable trunking-Straight Reducer 800Wx600Wx100H
| LV | Cable trunking | Pre-galvanized Cable trunking-Right Hand Reducer |  | 150Wx100Wx100H mm |  | Hainam |  | m | Pre-galvanized Cable trunking-Right Hand Reducer 150Wx100Wx100H
| LV | Cable trunking | Pre-galvanized Cable trunking-Right Hand Reducer |  | 200Wx100Wx100H mm |  | Hainam |  | m | Pre-galvanized Cable trunking-Right Hand Reducer 200Wx100Wx100H
| LV | Cable trunking | Pre-galvanized Cable trunking-Right Hand Reducer |  | 200Wx150Wx100H mm |  | Hainam |  | m | Pre-galvanized Cable trunking-Right Hand Reducer 200Wx150Wx100H
| LV | Cable trunking | Pre-galvanized Cable trunking-Right Hand Reducer |  | 300Wx200Wx100H mm |  | Hainam |  | m | Pre-galvanized Cable trunking-Right Hand Reducer 300Wx200Wx100H
| LV | Cable trunking | Pre-galvanized Cable trunking-Right Hand Reducer |  | 400Wx300Wx100H mm |  | Hainam |  | m | Pre-galvanized Cable trunking-Right Hand Reducer 400Wx300Wx100H
| LV | Cable trunking | Pre-galvanized Cable trunking-Right Hand Reducer |  | 500Wx300Wx100H mm |  | Hainam |  | m | Pre-galvanized Cable trunking-Right Hand Reducer 500Wx300Wx100H
| LV | Cable trunking | Pre-galvanized Cable trunking-Right Hand Reducer |  | 600Wx400Wx100H mm |  | Hainam |  | m | Pre-galvanized Cable trunking-Right Hand Reducer 600Wx400Wx100H
| LV | Cable trunking | Pre-galvanized Cable trunking-Right Hand Reducer |  | 600Wx500Wx100H mm |  | Hainam |  | m | Pre-galvanized Cable trunking-Right Hand Reducer 600Wx500Wx100H
| LV | Cable trunking | Pre-galvanized Cable trunking-Right Hand Reducer |  | 800Wx500Wx100H mm |  | Hainam |  | m | Pre-galvanized Cable trunking-Right Hand Reducer 800Wx500Wx100H
| LV | Cable trunking | Pre-galvanized Cable trunking-Right Hand Reducer |  | 800Wx600Wx100H mm |  | Hainam |  | m | Pre-galvanized Cable trunking-Right Hand Reducer 800Wx600Wx100H
| LV | Cable trunking | Pre-galvanized Cable trunking-Left Hand Reducer |  | 150Wx100Wx100H mm |  | Hainam |  | m | Pre-galvanized Cable trunking-Left Hand Reducer 150Wx100Wx100H
| LV | Cable trunking | Pre-galvanized Cable trunking-Left Hand Reducer |  | 200Wx100Wx100H mm |  | Hainam |  | m | Pre-galvanized Cable trunking-Left Hand Reducer 200Wx100Wx100H
| LV | Cable trunking | Pre-galvanized Cable trunking-Left Hand Reducer |  | 200Wx150Wx100H mm |  | Hainam |  | m | Pre-galvanized Cable trunking-Left Hand Reducer 200Wx150Wx100H
| LV | Cable trunking | Pre-galvanized Cable trunking-Left Hand Reducer |  | 300Wx200Wx100H mm |  | Hainam |  | m | Pre-galvanized Cable trunking-Left Hand Reducer 300Wx200Wx100H
| LV | Cable trunking | Pre-galvanized Cable trunking-Left Hand Reducer |  | 400Wx300Wx100H mm |  | Hainam |  | m | Pre-galvanized Cable trunking-Left Hand Reducer 400Wx300Wx100H
| LV | Cable trunking | Pre-galvanized Cable trunking-Left Hand Reducer |  | 500Wx300Wx100H mm |  | Hainam |  | m | Pre-galvanized Cable trunking-Left Hand Reducer 500Wx300Wx100H
| LV | Cable trunking | Pre-galvanized Cable trunking-Left Hand Reducer |  | 600Wx400Wx100H mm |  | Hainam |  | m | Pre-galvanized Cable trunking-Left Hand Reducer 600Wx400Wx100H
| LV | Cable trunking | Pre-galvanized Cable trunking-Left Hand Reducer |  | 600Wx500Wx100H mm |  | Hainam |  | m | Pre-galvanized Cable trunking-Left Hand Reducer 600Wx500Wx100H
| LV | Cable trunking | Pre-galvanized Cable trunking-Left Hand Reducer |  | 800Wx500Wx100H mm |  | Hainam |  | m | Pre-galvanized Cable trunking-Left Hand Reducer 800Wx500Wx100H
| LV | Cable trunking | Pre-galvanized Cable trunking-Left Hand Reducer |  | 800Wx600Wx100H mm |  | Hainam |  | m | Pre-galvanized Cable trunking-Left Hand Reducer 800Wx600Wx100H
| LV | Cable trunking | Hot Dip-galvanized Cable trunking |  | 50Wx50H mm |  | Hainam |  | m | Hot Dip-galvanized Cable trunking 50Wx50H mm
| LV | Cable trunking | Hot Dip-galvanized Cable trunking |  | 100Wx50H mm |  | Hainam |  | m | Hot Dip-galvanized Cable trunking 100Wx50H mm
| LV | Cable trunking | Hot Dip-galvanized Cable trunking |  | 150Wx50H mm |  | Hainam |  | m | Hot Dip-galvanized Cable trunking 150Wx50H mm
| LV | Cable trunking | Hot Dip-galvanized Cable trunking |  | 200Wx50H mm |  | Hainam |  | m | Hot Dip-galvanized Cable trunking 200Wx50H mm
| LV | Cable trunking | Hot Dip-galvanized Cable trunking |  | 250Wx50H mm |  | Hainam |  | m | Hot Dip-galvanized Cable trunking 250Wx50H mm
| LV | Cable trunking | Hot Dip-galvanized Cable trunking |  | 300Wx50H mm |  | Hainam |  | m | Hot Dip-galvanized Cable trunking 300Wx50H mm
| LV | Cable trunking | Hot Dip-galvanized Cable trunking |  | 400Wx50H mm |  | Hainam |  | m | Hot Dip-galvanized Cable trunking 400Wx50H mm
| LV | Cable trunking | Hot Dip-galvanized Cable trunking |  | 500Wx50H mm |  | Hainam |  | m | Hot Dip-galvanized Cable trunking 500Wx50H mm
| LV | Cable trunking | Hot Dip-galvanized Cable trunking |  | 600Wx50H mm |  | Hainam |  | m | Hot Dip-galvanized Cable trunking 600Wx50H mm
| LV | Cable trunking | Hot Dip-galvanized Cable trunking |  | 800Wx50H mm |  | Hainam |  | m | Hot Dip-galvanized Cable trunking 800Wx50H mm
| LV | Cable trunking | Hot Dip-galvanized Cable trunking-Elbow |  | 50Wx50H mm |  | Hainam |  | m | Hot Dip-galvanized Cable trunking-Elbow 90º 50Wx50H
| LV | Cable trunking | Hot Dip-galvanized Cable trunking-Elbow |  | 100Wx50H mm |  | Hainam |  | m | Hot Dip-galvanized Cable trunking-Elbow 90º 100Wx50H
| LV | Cable trunking | Hot Dip-galvanized Cable trunking-Elbow |  | 150Wx50H mm |  | Hainam |  | m | Hot Dip-galvanized Cable trunking-Elbow 90º 150Wx50H
| LV | Cable trunking | Hot Dip-galvanized Cable trunking-Elbow |  | 200Wx50H mm |  | Hainam |  | m | Hot Dip-galvanized Cable trunking-Elbow 90º 200Wx50H
| LV | Cable trunking | Hot Dip-galvanized Cable trunking-Elbow |  | 250Wx50H mm |  | Hainam |  | m | Hot Dip-galvanized Cable trunking-Elbow 90º 250Wx50H
| LV | Cable trunking | Hot Dip-galvanized Cable trunking-Elbow |  | 300Wx50H mm |  | Hainam |  | m | Hot Dip-galvanized Cable trunking-Elbow 90º 300Wx50H
| LV | Cable trunking | Hot Dip-galvanized Cable trunking-Elbow |  | 400Wx50H mm |  | Hainam |  | m | Hot Dip-galvanized Cable trunking-Elbow 90º 400Wx50H
| LV | Cable trunking | Hot Dip-galvanized Cable trunking-Elbow |  | 500Wx50H mm |  | Hainam |  | m | Hot Dip-galvanized Cable trunking-Elbow 90º 500Wx50H
| LV | Cable trunking | Hot Dip-galvanized Cable trunking-Elbow |  | 600Wx50H mm |  | Hainam |  | m | Hot Dip-galvanized Cable trunking-Elbow 90º 600Wx50H
| LV | Cable trunking | Hot Dip-galvanized Cable trunking-Elbow |  | 800Wx50H mm |  | Hainam |  | m | Hot Dip-galvanized Cable trunking-Elbow 90º 800Wx50H
| LV | Cable trunking | Hot Dip-galvanized Cable trunking-Equal Tee |  | 50Wx50H mm |  | Hainam |  | m | Hot Dip-galvanized Cable trunking-Equal Tee 50Wx50H
| LV | Cable trunking | Hot Dip-galvanized Cable trunking-Equal Tee |  | 100Wx50H mm |  | Hainam |  | m | Hot Dip-galvanized Cable trunking-Equal Tee 100Wx50H
| LV | Cable trunking | Hot Dip-galvanized Cable trunking-Equal Tee |  | 150Wx50H mm |  | Hainam |  | m | Hot Dip-galvanized Cable trunking-Equal Tee 150W50H
| LV | Cable trunking | Hot Dip-galvanized Cable trunking-Equal Tee |  | 200Wx50H mm |  | Hainam |  | m | Hot Dip-galvanized Cable trunking-Equal Tee 200Wx50H
| LV | Cable trunking | Hot Dip-galvanized Cable trunking-Equal Tee |  | 250Wx50H mm |  | Hainam |  | m | Hot Dip-galvanized Cable trunking-Equal Tee 250Wx50H
| LV | Cable trunking | Hot Dip-galvanized Cable trunking-Equal Tee |  | 300Wx50H mm |  | Hainam |  | m | Hot Dip-galvanized Cable trunking-Equal Tee 300Wx50H
| LV | Cable trunking | Hot Dip-galvanized Cable trunking-Equal Tee |  | 400Wx50H mm |  | Hainam |  | m | Hot Dip-galvanized Cable trunking-Equal Tee 400Wx50H
| LV | Cable trunking | Hot Dip-galvanized Cable trunking-Equal Tee |  | 500Wx50H mm |  | Hainam |  | m | Hot Dip-galvanized Cable trunking-Equal Tee 500Wx50H
| LV | Cable trunking | Hot Dip-galvanized Cable trunking-Equal Tee |  | 600Wx50H mm |  | Hainam |  | m | Hot Dip-galvanized Cable trunking-Equal Tee 600Wx50H
| LV | Cable trunking | Hot Dip-galvanized Cable trunking-Equal Tee |  | 800Wx50H mm |  | Hainam |  | m | Hot Dip-galvanized Cable trunking-Equal Tee 800Wx50H
| LV | Cable trunking | Hot Dip-galvanized Cable trunking-Unequal Tee |  | 100Wx100Wx50Wx50H mm |  | Hainam |  | m | Hot Dip-galvanized Cable trunking-Unequal Tee 100Wx100Wx50Wx50H
| LV | Cable trunking | Hot Dip-galvanized Cable trunking-Unequal Tee |  | 100Wx100Wx150Wx50H mm |  | Hainam |  | m | Hot Dip-galvanized Cable trunking-Unequal Tee 100Wx100Wx150Wx50H
| LV | Cable trunking | Hot Dip-galvanized Cable trunking-Unequal Tee |  | 200Wx200Wx100Wx50H mm |  | Hainam |  | m | Hot Dip-galvanized Cable trunking-Unequal Tee 200Wx200Wx100Wx50H
| LV | Cable trunking | Hot Dip-galvanized Cable trunking-Unequal Tee |  | 200Wx200Wx150Wx50H mm |  | Hainam |  | m | Hot Dip-galvanized Cable trunking-Unequal Tee 200Wx200Wx150Wx50H
| LV | Cable trunking | Hot Dip-galvanized Cable trunking-Unequal Tee |  | 200Wx200Wx300Wx50H mm |  | Hainam |  | m | Hot Dip-galvanized Cable trunking-Unequal Tee 200Wx200Wx300Wx50H
| LV | Cable trunking | Hot Dip-galvanized Cable trunking-Unequal Tee |  | 300Wx300Wx150Wx50H mm |  | Hainam |  | m | Hot Dip-galvanized Cable trunking-Unequal Tee 300Wx300Wx150Wx50H
| LV | Cable trunking | Hot Dip-galvanized Cable trunking-Unequal Tee |  | 300Wx300Wx200Wx50H mm |  | Hainam |  | m | Hot Dip-galvanized Cable trunking-Unequal Tee 300Wx300Wx200Wx50H
| LV | Cable trunking | Hot Dip-galvanized Cable trunking-Unequal Tee |  | 400Wx400Wx200Wx50H mm |  | Hainam |  | m | Hot Dip-galvanized Cable trunking-Unequal Tee 400Wx400Wx200Wx50H
| LV | Cable trunking | Hot Dip-galvanized Cable trunking-Unequal Tee |  | 400Wx400Wx300Wx50H mm |  | Hainam |  | m | Hot Dip-galvanized Cable trunking-Unequal Tee 400Wx400Wx300Wx50H
| LV | Cable trunking | Hot Dip-galvanized Cable trunking-Unequal Tee |  | 500Wx500Wx200Wx50H mm |  | Hainam |  | m | Hot Dip-galvanized Cable trunking-Unequal Tee 500Wx500Wx200Wx50H
| LV | Cable trunking | Hot Dip-galvanized Cable trunking-Unequal Tee |  | 500Wx500Wx300Wx50H mm |  | Hainam |  | m | Hot Dip-galvanized Cable trunking-Unequal Tee 500Wx500Wx300Wx50H
| LV | Cable trunking | Hot Dip-galvanized Cable trunking-Unequal Tee |  | 600Wx600Wx400Wx50H mm |  | Hainam |  | m | Hot Dip-galvanized Cable trunking-Unequal Tee 600Wx600Wx400Wx50H
| LV | Cable trunking | Hot Dip-galvanized Cable trunking-Unequal Tee |  | 600Wx600Wx500Wx50H mm |  | Hainam |  | m | Hot Dip-galvanized Cable trunking-Unequal Tee 600Wx600Wx500Wx50H
| LV | Cable trunking | Hot Dip-galvanized Cable trunking-Unequal Tee |  | 800Wx800Wx400Wx50H mm |  | Hainam |  | m | Hot Dip-galvanized Cable trunking-Unequal Tee 800Wx800Wx400Wx50H
| LV | Cable trunking | Hot Dip-galvanized Cable trunking-Unequal Tee |  | 800Wx800Wx600Wx50H mm |  | Hainam |  | m | Hot Dip-galvanized Cable trunking-Unequal Tee 800Wx800Wx600Wx50H
| LV | Cable trunking | Hot Dip-galvanized Cable trunking-Straight Reducer |  | 100Wx50Wx50H mm |  | Hainam |  | m | Hot Dip-galvanized Cable trunking-Straight Reducer 100Wx50Wx50H
| LV | Cable trunking | Hot Dip-galvanized Cable trunking-Straight Reducer |  | 150Wx100Wx50H mm |  | Hainam |  | m | Hot Dip-galvanized Cable trunking-Straight Reducer 150Wx100Wx50H
| LV | Cable trunking | Hot Dip-galvanized Cable trunking-Straight Reducer |  | 200Wx150Wx50H mm |  | Hainam |  | m | Hot Dip-galvanized Cable trunking-Straight Reducer 200Wx150Wx50H
| LV | Cable trunking | Hot Dip-galvanized Cable trunking-Straight Reducer |  | 300Wx200Wx50H mm |  | Hainam |  | m | Hot Dip-galvanized Cable trunking-Straight Reducer 300Wx200Wx50H
| LV | Cable trunking | Hot Dip-galvanized Cable trunking-Straight Reducer |  | 400Wx200Wx50H mm |  | Hainam |  | m | Hot Dip-galvanized Cable trunking-Straight Reducer 400Wx200Wx50H
| LV | Cable trunking | Hot Dip-galvanized Cable trunking-Straight Reducer |  | 400Wx300Wx50H mm |  | Hainam |  | m | Hot Dip-galvanized Cable trunking-Straight Reducer 400Wx300Wx50H
| LV | Cable trunking | Hot Dip-galvanized Cable trunking-Straight Reducer |  | 500Wx300Wx50H mm |  | Hainam |  | m | Hot Dip-galvanized Cable trunking-Straight Reducer 500Wx300Wx50H
| LV | Cable trunking | Hot Dip-galvanized Cable trunking-Straight Reducer |  | 500Wx400Wx50H mm |  | Hainam |  | m | Hot Dip-galvanized Cable trunking-Straight Reducer 500Wx400Wx50H
| LV | Cable trunking | Hot Dip-galvanized Cable trunking-Straight Reducer |  | 600Wx300Wx50H mm |  | Hainam |  | m | Hot Dip-galvanized Cable trunking-Straight Reducer 600Wx300Wx50H
| LV | Cable trunking | Hot Dip-galvanized Cable trunking-Straight Reducer |  | 600Wx400Wx50H mm |  | Hainam |  | m | Hot Dip-galvanized Cable trunking-Straight Reducer 600Wx400Wx50H
| LV | Cable trunking | Hot Dip-galvanized Cable trunking-Straight Reducer |  | 800Wx500Wx50H mm |  | Hainam |  | m | Hot Dip-galvanized Cable trunking-Straight Reducer 800Wx500Wx50H
| LV | Cable trunking | Hot Dip-galvanized Cable trunking-Straight Reducer |  | 800Wx600Wx50H mm |  | Hainam |  | m | Hot Dip-galvanized Cable trunking-Straight Reducer 800Wx600Wx50H
| LV | Cable trunking | Hot Dip-galvanized Cable trunking-Right Hand Reducer |  | 100Wx50Wx50H mm |  | Hainam |  | m | Hot Dip-galvanized Cable trunking-Right Hand Reducer 100Wx50Wx50H
| LV | Cable trunking | Hot Dip-galvanized Cable trunking-Right Hand Reducer |  | 150Wx100Wx50H mm |  | Hainam |  | m | Hot Dip-galvanized Cable trunking-Right Hand Reducer 150Wx100Wx50H
| LV | Cable trunking | Hot Dip-galvanized Cable trunking-Right Hand Reducer |  | 200Wx100Wx50H mm |  | Hainam |  | m | Hot Dip-galvanized Cable trunking-Right Hand Reducer 200Wx100Wx50H
| LV | Cable trunking | Hot Dip-galvanized Cable trunking-Right Hand Reducer |  | 200Wx150Wx50H mm |  | Hainam |  | m | Hot Dip-galvanized Cable trunking-Right Hand Reducer 200Wx150Wx50H
| LV | Cable trunking | Hot Dip-galvanized Cable trunking-Right Hand Reducer |  | 300Wx200Wx50H mm |  | Hainam |  | m | Hot Dip-galvanized Cable trunking-Right Hand Reducer 300Wx200Wx50H
| LV | Cable trunking | Hot Dip-galvanized Cable trunking-Right Hand Reducer |  | 400Wx300Wx50H mm |  | Hainam |  | m | Hot Dip-galvanized Cable trunking-Right Hand Reducer 400Wx300Wx50H
| LV | Cable trunking | Hot Dip-galvanized Cable trunking-Right Hand Reducer |  | 500Wx300Wx50H mm |  | Hainam |  | m | Hot Dip-galvanized Cable trunking-Right Hand Reducer 500Wx300Wx50H
| LV | Cable trunking | Hot Dip-galvanized Cable trunking-Right Hand Reducer |  | 600Wx400Wx50H mm |  | Hainam |  | m | Hot Dip-galvanized Cable trunking-Right Hand Reducer 600Wx400Wx50H
| LV | Cable trunking | Hot Dip-galvanized Cable trunking-Right Hand Reducer |  | 600Wx500Wx50H mm |  | Hainam |  | m | Hot Dip-galvanized Cable trunking-Right Hand Reducer 600Wx500Wx50H
| LV | Cable trunking | Hot Dip-galvanized Cable trunking-Right Hand Reducer |  | 800Wx500Wx50H mm |  | Hainam |  | m | Hot Dip-galvanized Cable trunking-Right Hand Reducer 800Wx500Wx50H
| LV | Cable trunking | Hot Dip-galvanized Cable trunking-Right Hand Reducer |  | 800Wx600Wx50H mm |  | Hainam |  | m | Hot Dip-galvanized Cable trunking-Right Hand Reducer 800Wx600Wx50H
| LV | Cable trunking | Hot Dip-galvanized Cable trunking-Left Hand Reducer |  | 100Wx50Wx50H mm |  | Hainam |  | m | Hot Dip-galvanized Cable trunking-Left Hand Reducer 100Wx50Wx50H
| LV | Cable trunking | Hot Dip-galvanized Cable trunking-Left Hand Reducer |  | 150Wx100Wx50H mm |  | Hainam |  | m | Hot Dip-galvanized Cable trunking-Left Hand Reducer 150Wx100Wx50H
| LV | Cable trunking | Hot Dip-galvanized Cable trunking-Left Hand Reducer |  | 200Wx100Wx50H mm |  | Hainam |  | m | Hot Dip-galvanized Cable trunking-Left Hand Reducer 200Wx100Wx50H
| LV | Cable trunking | Hot Dip-galvanized Cable trunking-Left Hand Reducer |  | 200Wx150Wx50H mm |  | Hainam |  | m | Hot Dip-galvanized Cable trunking-Left Hand Reducer 200Wx150Wx50H
| LV | Cable trunking | Hot Dip-galvanized Cable trunking-Left Hand Reducer |  | 300Wx200Wx50H mm |  | Hainam |  | m | Hot Dip-galvanized Cable trunking-Left Hand Reducer 300Wx200Wx50H
| LV | Cable trunking | Hot Dip-galvanized Cable trunking-Left Hand Reducer |  | 400Wx300Wx50H mm |  | Hainam |  | m | Hot Dip-galvanized Cable trunking-Left Hand Reducer 400Wx300Wx50H
| LV | Cable trunking | Hot Dip-galvanized Cable trunking-Left Hand Reducer |  | 500Wx300Wx50H mm |  | Hainam |  | m | Hot Dip-galvanized Cable trunking-Left Hand Reducer 500Wx300Wx50H
| LV | Cable trunking | Hot Dip-galvanized Cable trunking-Left Hand Reducer |  | 600Wx400Wx50H mm |  | Hainam |  | m | Hot Dip-galvanized Cable trunking-Left Hand Reducer 600Wx400Wx50H
| LV | Cable trunking | Hot Dip-galvanized Cable trunking-Left Hand Reducer |  | 600Wx500Wx50H mm |  | Hainam |  | m | Hot Dip-galvanized Cable trunking-Left Hand Reducer 600Wx500Wx50H
| LV | Cable trunking | Hot Dip-galvanized Cable trunking-Left Hand Reducer |  | 800Wx500Wx50H mm |  | Hainam |  | m | Hot Dip-galvanized Cable trunking-Left Hand Reducer 800Wx500Wx50H
| LV | Cable trunking | Hot Dip-galvanized Cable trunking-Left Hand Reducer |  | 800Wx600Wx50H mm |  | Hainam |  | m | Hot Dip-galvanized Cable trunking-Left Hand Reducer 800Wx600Wx50H
| LV | Cable trunking | Hot Dip-galvanized Cable trunking |  | 100Wx100H mm |  | Hainam |  | m | Hot Dip-galvanized Cable trunking 100Wx100H mm
| LV | Cable trunking | Hot Dip-galvanized Cable trunking |  | 150Wx100H mm |  | Hainam |  | m | Hot Dip-galvanized Cable trunking 150Wx100H mm
| LV | Cable trunking | Hot Dip-galvanized Cable trunking |  | 200Wx100H mm |  | Hainam |  | m | Hot Dip-galvanized Cable trunking 200Wx100H mm
| LV | Cable trunking | Hot Dip-galvanized Cable trunking |  | 250Wx100H mm |  | Hainam |  | m | Hot Dip-galvanized Cable trunking 250Wx100H mm
| LV | Cable trunking | Hot Dip-galvanized Cable trunking |  | 300Wx100H mm |  | Hainam |  | m | Hot Dip-galvanized Cable trunking 300Wx100H mm
| LV | Cable trunking | Hot Dip-galvanized Cable trunking |  | 400Wx100H mm |  | Hainam |  | m | Hot Dip-galvanized Cable trunking 400Wx100H mm
| LV | Cable trunking | Hot Dip-galvanized Cable trunking |  | 500Wx100H mm |  | Hainam |  | m | Hot Dip-galvanized Cable trunking 500Wx100H mm
| LV | Cable trunking | Hot Dip-galvanized Cable trunking |  | 600Wx100H mm |  | Hainam |  | m | Hot Dip-galvanized Cable trunking 600Wx100H mm
| LV | Cable trunking | Hot Dip-galvanized Cable trunking |  | 800Wx100H mm |  | Hainam |  | m | Hot Dip-galvanized Cable trunking 800Wx100H mm
| LV | Cable trunking | Hot Dip-galvanized Cable trunking-Elbow |  | 100Wx100H mm |  | Hainam |  | m | Hot Dip-galvanized Cable trunking-Elbow 90º 100Wx100H
| LV | Cable trunking | Hot Dip-galvanized Cable trunking-Elbow |  | 150Wx100H mm |  | Hainam |  | m | Hot Dip-galvanized Cable trunking-Elbow 90º 150Wx100H
| LV | Cable trunking | Hot Dip-galvanized Cable trunking-Elbow |  | 200Wx100H mm |  | Hainam |  | m | Hot Dip-galvanized Cable trunking-Elbow 90º 200Wx100H
| LV | Cable trunking | Hot Dip-galvanized Cable trunking-Elbow |  | 250Wx100H mm |  | Hainam |  | m | Hot Dip-galvanized Cable trunking-Elbow 90º 250Wx100H
| LV | Cable trunking | Hot Dip-galvanized Cable trunking-Elbow |  | 300Wx100H mm |  | Hainam |  | m | Hot Dip-galvanized Cable trunking-Elbow 90º 300Wx100H
| LV | Cable trunking | Hot Dip-galvanized Cable trunking-Elbow |  | 400Wx100H mm |  | Hainam |  | m | Hot Dip-galvanized Cable trunking-Elbow 90º 400Wx100H
| LV | Cable trunking | Hot Dip-galvanized Cable trunking-Elbow |  | 500Wx100H mm |  | Hainam |  | m | Hot Dip-galvanized Cable trunking-Elbow 90º 500Wx100H
| LV | Cable trunking | Hot Dip-galvanized Cable trunking-Elbow |  | 600Wx100H mm |  | Hainam |  | m | Hot Dip-galvanized Cable trunking-Elbow 90º 600Wx100H
| LV | Cable trunking | Hot Dip-galvanized Cable trunking-Elbow |  | 800Wx100H mm |  | Hainam |  | m | Hot Dip-galvanized Cable trunking-Elbow 90º 800Wx100H
| LV | Cable trunking | Hot Dip-galvanized Cable trunking-Equal Tee |  | 100Wx100H mm |  | Hainam |  | m | Hot Dip-galvanized Cable trunking-Equal Tee 100Wx100H
| LV | Cable trunking | Hot Dip-galvanized Cable trunking-Equal Tee |  | 150Wx100H mm |  | Hainam |  | m | Hot Dip-galvanized Cable trunking-Equal Tee 150W100H
| LV | Cable trunking | Hot Dip-galvanized Cable trunking-Equal Tee |  | 200Wx100H mm |  | Hainam |  | m | Hot Dip-galvanized Cable trunking-Equal Tee 200Wx100H
| LV | Cable trunking | Hot Dip-galvanized Cable trunking-Equal Tee |  | 250Wx100H mm |  | Hainam |  | m | Hot Dip-galvanized Cable trunking-Equal Tee 250Wx100H
| LV | Cable trunking | Hot Dip-galvanized Cable trunking-Equal Tee |  | 300Wx100H mm |  | Hainam |  | m | Hot Dip-galvanized Cable trunking-Equal Tee 300Wx100H
| LV | Cable trunking | Hot Dip-galvanized Cable trunking-Equal Tee |  | 400Wx100H mm |  | Hainam |  | m | Hot Dip-galvanized Cable trunking-Equal Tee 400Wx100H
| LV | Cable trunking | Hot Dip-galvanized Cable trunking-Equal Tee |  | 500Wx100H mm |  | Hainam |  | m | Hot Dip-galvanized Cable trunking-Equal Tee 500Wx100H
| LV | Cable trunking | Hot Dip-galvanized Cable trunking-Equal Tee |  | 600Wx100H mm |  | Hainam |  | m | Hot Dip-galvanized Cable trunking-Equal Tee 600Wx100H
| LV | Cable trunking | Hot Dip-galvanized Cable trunking-Equal Tee |  | 800Wx100H mm |  | Hainam |  | m | Hot Dip-galvanized Cable trunking-Equal Tee 800Wx100H
| LV | Cable trunking | Hot Dip-galvanized Cable trunking-Unequal Tee |  | 100Wx100Wx150Wx100H mm |  | Hainam |  | m | Hot Dip-galvanized Cable trunking-Unequal Tee 100Wx100Wx150Wx100H
| LV | Cable trunking | Hot Dip-galvanized Cable trunking-Unequal Tee |  | 200Wx200Wx100Wx100H mm |  | Hainam |  | m | Hot Dip-galvanized Cable trunking-Unequal Tee 200Wx200Wx100Wx100H
| LV | Cable trunking | Hot Dip-galvanized Cable trunking-Unequal Tee |  | 200Wx200Wx150Wx100H mm |  | Hainam |  | m | Hot Dip-galvanized Cable trunking-Unequal Tee 200Wx200Wx150Wx100H
| LV | Cable trunking | Hot Dip-galvanized Cable trunking-Unequal Tee |  | 200Wx200Wx300Wx100H mm |  | Hainam |  | m | Hot Dip-galvanized Cable trunking-Unequal Tee 200Wx200Wx300Wx100H
| LV | Cable trunking | Hot Dip-galvanized Cable trunking-Unequal Tee |  | 300Wx300Wx150Wx100H mm |  | Hainam |  | m | Hot Dip-galvanized Cable trunking-Unequal Tee 300Wx300Wx150Wx100H
| LV | Cable trunking | Hot Dip-galvanized Cable trunking-Unequal Tee |  | 300Wx300Wx200Wx100H mm |  | Hainam |  | m | Hot Dip-galvanized Cable trunking-Unequal Tee 300Wx300Wx200Wx100H
| LV | Cable trunking | Hot Dip-galvanized Cable trunking-Unequal Tee |  | 400Wx400Wx200Wx100H mm |  | Hainam |  | m | Hot Dip-galvanized Cable trunking-Unequal Tee 400Wx400Wx200Wx100H
| LV | Cable trunking | Hot Dip-galvanized Cable trunking-Unequal Tee |  | 400Wx400Wx300Wx100H mm |  | Hainam |  | m | Hot Dip-galvanized Cable trunking-Unequal Tee 400Wx400Wx300Wx100H
| LV | Cable trunking | Hot Dip-galvanized Cable trunking-Unequal Tee |  | 500Wx500Wx200Wx100H mm |  | Hainam |  | m | Hot Dip-galvanized Cable trunking-Unequal Tee 500Wx500Wx200Wx100H
| LV | Cable trunking | Hot Dip-galvanized Cable trunking-Unequal Tee |  | 500Wx500Wx300Wx100H mm |  | Hainam |  | m | Hot Dip-galvanized Cable trunking-Unequal Tee 500Wx500Wx300Wx100H
| LV | Cable trunking | Hot Dip-galvanized Cable trunking-Unequal Tee |  | 600Wx600Wx400Wx100H mm |  | Hainam |  | m | Hot Dip-galvanized Cable trunking-Unequal Tee 600Wx600Wx400Wx100H
| LV | Cable trunking | Hot Dip-galvanized Cable trunking-Unequal Tee |  | 600Wx600Wx500Wx100H mm |  | Hainam |  | m | Hot Dip-galvanized Cable trunking-Unequal Tee 600Wx600Wx500Wx100H
| LV | Cable trunking | Hot Dip-galvanized Cable trunking-Unequal Tee |  | 800Wx800Wx400Wx100H mm |  | Hainam |  | m | Hot Dip-galvanized Cable trunking-Unequal Tee 800Wx800Wx400Wx100H
| LV | Cable trunking | Hot Dip-galvanized Cable trunking-Unequal Tee |  | 800Wx800Wx600Wx100H mm |  | Hainam |  | m | Hot Dip-galvanized Cable trunking-Unequal Tee 800Wx800Wx600Wx100H
| LV | Cable trunking | Hot Dip-galvanized Cable trunking-Straight Reducer |  | 150Wx100Wx100H mm |  | Hainam |  | m | Hot Dip-galvanized Cable trunking-Straight Reducer 150Wx100Wx100H
| LV | Cable trunking | Hot Dip-galvanized Cable trunking-Straight Reducer |  | 200Wx150Wx100H mm |  | Hainam |  | m | Hot Dip-galvanized Cable trunking-Straight Reducer 200Wx150Wx100H
| LV | Cable trunking | Hot Dip-galvanized Cable trunking-Straight Reducer |  | 300Wx200Wx100H mm |  | Hainam |  | m | Hot Dip-galvanized Cable trunking-Straight Reducer 300Wx200Wx100H
| LV | Cable trunking | Hot Dip-galvanized Cable trunking-Straight Reducer |  | 400Wx200Wx100H mm |  | Hainam |  | m | Hot Dip-galvanized Cable trunking-Straight Reducer 400Wx200Wx100H
| LV | Cable trunking | Hot Dip-galvanized Cable trunking-Straight Reducer |  | 400Wx300Wx100H mm |  | Hainam |  | m | Hot Dip-galvanized Cable trunking-Straight Reducer 400Wx300Wx100H
| LV | Cable trunking | Hot Dip-galvanized Cable trunking-Straight Reducer |  | 500Wx300Wx100H mm |  | Hainam |  | m | Hot Dip-galvanized Cable trunking-Straight Reducer 500Wx300Wx100H
| LV | Cable trunking | Hot Dip-galvanized Cable trunking-Straight Reducer |  | 500Wx400Wx100H mm |  | Hainam |  | m | Hot Dip-galvanized Cable trunking-Straight Reducer 500Wx400Wx100H
| LV | Cable trunking | Hot Dip-galvanized Cable trunking-Straight Reducer |  | 600Wx300Wx100H mm |  | Hainam |  | m | Hot Dip-galvanized Cable trunking-Straight Reducer 600Wx300Wx100H
| LV | Cable trunking | Hot Dip-galvanized Cable trunking-Straight Reducer |  | 600Wx400Wx100H mm |  | Hainam |  | m | Hot Dip-galvanized Cable trunking-Straight Reducer 600Wx400Wx100H
| LV | Cable trunking | Hot Dip-galvanized Cable trunking-Straight Reducer |  | 800Wx500Wx100H mm |  | Hainam |  | m | Hot Dip-galvanized Cable trunking-Straight Reducer 800Wx500Wx100H
| LV | Cable trunking | Hot Dip-galvanized Cable trunking-Straight Reducer |  | 800Wx600Wx100H mm |  | Hainam |  | m | Hot Dip-galvanized Cable trunking-Straight Reducer 800Wx600Wx100H
| LV | Cable trunking | Hot Dip-galvanized Cable trunking-Right Hand Reducer |  | 150Wx100Wx100H mm |  | Hainam |  | m | Hot Dip-galvanized Cable trunking-Right Hand Reducer 150Wx100Wx100H
| LV | Cable trunking | Hot Dip-galvanized Cable trunking-Right Hand Reducer |  | 200Wx100Wx100H mm |  | Hainam |  | m | Hot Dip-galvanized Cable trunking-Right Hand Reducer 200Wx100Wx100H
| LV | Cable trunking | Hot Dip-galvanized Cable trunking-Right Hand Reducer |  | 200Wx150Wx100H mm |  | Hainam |  | m | Hot Dip-galvanized Cable trunking-Right Hand Reducer 200Wx150Wx100H
| LV | Cable trunking | Hot Dip-galvanized Cable trunking-Right Hand Reducer |  | 300Wx200Wx100H mm |  | Hainam |  | m | Hot Dip-galvanized Cable trunking-Right Hand Reducer 300Wx200Wx100H
| LV | Cable trunking | Hot Dip-galvanized Cable trunking-Right Hand Reducer |  | 400Wx300Wx100H mm |  | Hainam |  | m | Hot Dip-galvanized Cable trunking-Right Hand Reducer 400Wx300Wx100H
| LV | Cable trunking | Hot Dip-galvanized Cable trunking-Right Hand Reducer |  | 500Wx300Wx100H mm |  | Hainam |  | m | Hot Dip-galvanized Cable trunking-Right Hand Reducer 500Wx300Wx100H
| LV | Cable trunking | Hot Dip-galvanized Cable trunking-Right Hand Reducer |  | 600Wx400Wx100H mm |  | Hainam |  | m | Hot Dip-galvanized Cable trunking-Right Hand Reducer 600Wx400Wx100H
| LV | Cable trunking | Hot Dip-galvanized Cable trunking-Right Hand Reducer |  | 600Wx500Wx100H mm |  | Hainam |  | m | Hot Dip-galvanized Cable trunking-Right Hand Reducer 600Wx500Wx100H
| LV | Cable trunking | Hot Dip-galvanized Cable trunking-Right Hand Reducer |  | 800Wx500Wx100H mm |  | Hainam |  | m | Hot Dip-galvanized Cable trunking-Right Hand Reducer 800Wx500Wx100H
| LV | Cable trunking | Hot Dip-galvanized Cable trunking-Right Hand Reducer |  | 800Wx600Wx100H mm |  | Hainam |  | m | Hot Dip-galvanized Cable trunking-Right Hand Reducer 800Wx600Wx100H
| LV | Cable trunking | Hot Dip-galvanized Cable trunking-Left Hand Reducer |  | 150Wx100Wx100H mm |  | Hainam |  | m | Hot Dip-galvanized Cable trunking-Left Hand Reducer 150Wx100Wx100H
| LV | Cable trunking | Hot Dip-galvanized Cable trunking-Left Hand Reducer |  | 200Wx100Wx100H mm |  | Hainam |  | m | Hot Dip-galvanized Cable trunking-Left Hand Reducer 200Wx100Wx100H
| LV | Cable trunking | Hot Dip-galvanized Cable trunking-Left Hand Reducer |  | 200Wx150Wx100H mm |  | Hainam |  | m | Hot Dip-galvanized Cable trunking-Left Hand Reducer 200Wx150Wx100H
| LV | Cable trunking | Hot Dip-galvanized Cable trunking-Left Hand Reducer |  | 300Wx200Wx100H mm |  | Hainam |  | m | Hot Dip-galvanized Cable trunking-Left Hand Reducer 300Wx200Wx100H
| LV | Cable trunking | Hot Dip-galvanized Cable trunking-Left Hand Reducer |  | 400Wx300Wx100H mm |  | Hainam |  | m | Hot Dip-galvanized Cable trunking-Left Hand Reducer 400Wx300Wx100H
| LV | Cable trunking | Hot Dip-galvanized Cable trunking-Left Hand Reducer |  | 500Wx300Wx100H mm |  | Hainam |  | m | Hot Dip-galvanized Cable trunking-Left Hand Reducer 500Wx300Wx100H
| LV | Cable trunking | Hot Dip-galvanized Cable trunking-Left Hand Reducer |  | 600Wx400Wx100H mm |  | Hainam |  | m | Hot Dip-galvanized Cable trunking-Left Hand Reducer 600Wx400Wx100H
| LV | Cable trunking | Hot Dip-galvanized Cable trunking-Left Hand Reducer |  | 600Wx500Wx100H mm |  | Hainam |  | m | Hot Dip-galvanized Cable trunking-Left Hand Reducer 600Wx500Wx100H
| LV | Cable trunking | Hot Dip-galvanized Cable trunking-Left Hand Reducer |  | 800Wx500Wx100H mm |  | Hainam |  | m | Hot Dip-galvanized Cable trunking-Left Hand Reducer 800Wx500Wx100H
| LV | Cable trunking | Hot Dip-galvanized Cable trunking-Left Hand Reducer |  | 800Wx600Wx100H mm |  | Hainam |  | m | Hot Dip-galvanized Cable trunking-Left Hand Reducer 800Wx600Wx100H
LV
| LV | Cable ladder | Pre-galvanized Cable ladder |  | 100Wx50H mm |  | Hainam |  | m | Pre-galvanized Cable ladder 100Wx50H mm
| LV | Cable ladder | Pre-galvanized Cable ladder |  | 150Wx50H mm |  | Hainam |  | m | Pre-galvanized Cable ladder 150Wx50H mm
| LV | Cable ladder | Pre-galvanized Cable ladder |  | 200Wx50H mm |  | Hainam |  | m | Pre-galvanized Cable ladder 200Wx50H mm
| LV | Cable ladder | Pre-galvanized Cable ladder |  | 300Wx50H mm |  | Hainam |  | m | Pre-galvanized Cable ladder 300Wx50H mm
| LV | Cable ladder | Pre-galvanized Cable ladder |  | 450Wx50H mm |  | Hainam |  | m | Pre-galvanized Cable ladder 450Wx50H mm
| LV | Cable ladder | Pre-galvanized Cable ladder |  | 600Wx50H mm |  | Hainam |  | m | Pre-galvanized Cable ladder 600Wx50H mm
| LV | Cable ladder | Pre-galvanized Cable ladder |  | 750Wx50H mm |  | Hainam |  | m | Pre-galvanized Cable ladder 750Wx50H mm
| LV | Cable ladder | Pre-galvanized Cable ladder |  | 900Wx50H mm |  | Hainam |  | m | Pre-galvanized Cable ladder 900Wx50H mm
| LV | Cable ladder | Pre-galvanized Cable ladder-Elbow |  | 100Wx50H mm |  | Hainam |  | m | Pre-galvanized Cable ladder-Elbow 90º 100Wx50H
| LV | Cable ladder | Pre-galvanized Cable ladder-Elbow |  | 150Wx50H mm |  | Hainam |  | m | Pre-galvanized Cable ladder-Elbow 90º 150Wx50H
| LV | Cable ladder | Pre-galvanized Cable ladder-Elbow |  | 200Wx50H mm |  | Hainam |  | m | Pre-galvanized Cable ladder-Elbow 90º 200Wx50H
| LV | Cable ladder | Pre-galvanized Cable ladder-Elbow |  | 300Wx50H mm |  | Hainam |  | m | Pre-galvanized Cable ladder-Elbow 90º 300Wx50H
| LV | Cable ladder | Pre-galvanized Cable ladder-Elbow |  | 450Wx50H mm |  | Hainam |  | m | Pre-galvanized Cable ladder-Elbow 90º 450Wx50H
| LV | Cable ladder | Pre-galvanized Cable ladder-Elbow |  | 600Wx50H mm |  | Hainam |  | m | Pre-galvanized Cable ladder-Elbow 90º 600Wx50H
| LV | Cable ladder | Pre-galvanized Cable ladder-Elbow |  | 750Wx50H mm |  | Hainam |  | m | Pre-galvanized Cable ladder-Elbow 90º 750Wx50H
| LV | Cable ladder | Pre-galvanized Cable ladder-Elbow |  | 900Wx50H mm |  | Hainam |  | m | Pre-galvanized Cable ladder-Elbow 90º 900Wx50H
| LV | Cable ladder | Pre-galvanized Cable ladder-Equal Tee |  | 100Wx50H mm |  | Hainam |  | m | Pre-galvanized Cable ladder-Equal Tee 100Wx50H
| LV | Cable ladder | Pre-galvanized Cable ladder-Equal Tee |  | 150Wx50H mm |  | Hainam |  | m | Pre-galvanized Cable ladder-Equal Tee 150W50H
| LV | Cable ladder | Pre-galvanized Cable ladder-Equal Tee |  | 200Wx50H mm |  | Hainam |  | m | Pre-galvanized Cable ladder-Equal Tee 200Wx50H
| LV | Cable ladder | Pre-galvanized Cable ladder-Equal Tee |  | 300Wx50H mm |  | Hainam |  | m | Pre-galvanized Cable ladder-Equal Tee 300Wx50H
| LV | Cable ladder | Pre-galvanized Cable ladder-Equal Tee |  | 450Wx50H mm |  | Hainam |  | m | Pre-galvanized Cable ladder-Equal Tee 450Wx50H
| LV | Cable ladder | Pre-galvanized Cable ladder-Equal Tee |  | 600Wx50H mm |  | Hainam |  | m | Pre-galvanized Cable ladder-Equal Tee 600Wx50H
| LV | Cable ladder | Pre-galvanized Cable ladder-Equal Tee |  | 750Wx50H mm |  | Hainam |  | m | Pre-galvanized Cable ladder-Equal Tee 750Wx50H
| LV | Cable ladder | Pre-galvanized Cable ladder-Equal Tee |  | 900Wx50H mm |  | Hainam |  | m | Pre-galvanized Cable ladder-Equal Tee 900Wx50H
| LV | Cable ladder | Pre-galvanized Cable ladder-Unequal Tee |  | 100Wx100Wx150Wx50H mm |  | Hainam |  | m | Pre-galvanized Cable ladder-Unequal Tee 100Wx100Wx150Wx50H
| LV | Cable ladder | Pre-galvanized Cable ladder-Unequal Tee |  | 200Wx200Wx100Wx50H mm |  | Hainam |  | m | Pre-galvanized Cable ladder-Unequal Tee 200Wx200Wx100Wx50H
| LV | Cable ladder | Pre-galvanized Cable ladder-Unequal Tee |  | 200Wx200Wx150Wx50H mm |  | Hainam |  | m | Pre-galvanized Cable ladder-Unequal Tee 200Wx200Wx150Wx50H
| LV | Cable ladder | Pre-galvanized Cable ladder-Unequal Tee |  | 200Wx200Wx300Wx50H mm |  | Hainam |  | m | Pre-galvanized Cable ladder-Unequal Tee 200Wx200Wx300Wx50H
| LV | Cable ladder | Pre-galvanized Cable ladder-Unequal Tee |  | 300Wx300Wx150Wx50H mm |  | Hainam |  | m | Pre-galvanized Cable ladder-Unequal Tee 300Wx300Wx150Wx50H
| LV | Cable ladder | Pre-galvanized Cable ladder-Unequal Tee |  | 300Wx300Wx200Wx50H mm |  | Hainam |  | m | Pre-galvanized Cable ladder-Unequal Tee 300Wx300Wx200Wx50H
| LV | Cable ladder | Pre-galvanized Cable ladder-Unequal Tee |  | 450Wx450Wx200Wx50H mm |  | Hainam |  | m | Pre-galvanized Cable ladder-Unequal Tee 450Wx450Wx200Wx50H
| LV | Cable ladder | Pre-galvanized Cable ladder-Unequal Tee |  | 450Wx450Wx300Wx50H mm |  | Hainam |  | m | Pre-galvanized Cable ladder-Unequal Tee 450Wx450Wx300Wx50H
| LV | Cable ladder | Pre-galvanized Cable ladder-Unequal Tee |  | 600Wx600Wx400Wx50H mm |  | Hainam |  | m | Pre-galvanized Cable ladder-Unequal Tee 600Wx600Wx400Wx50H
| LV | Cable ladder | Pre-galvanized Cable ladder-Unequal Tee |  | 750Wx750Wx400Wx50H mm |  | Hainam |  | m | Pre-galvanized Cable ladder-Unequal Tee 750Wx750Wx400Wx50H
| LV | Cable ladder | Pre-galvanized Cable ladder-Unequal Tee |  | 750Wx750Wx600Wx50H mm |  | Hainam |  | m | Pre-galvanized Cable ladder-Unequal Tee 750Wx750Wx600Wx50H
| LV | Cable ladder | Pre-galvanized Cable ladder-Unequal Tee |  | 900Wx900Wx600Wx50H mm |  | Hainam |  | m | Pre-galvanized Cable ladder-Unequal Tee 900Wx900Wx600Wx50H
| LV | Cable ladder | Pre-galvanized Cable ladder-Unequal Tee |  | 900Wx900Wx750Wx50H mm |  | Hainam |  | m | Pre-galvanized Cable ladder-Unequal Tee 900Wx900Wx750Wx50H
| LV | Cable ladder | Pre-galvanized Cable ladder-Straight Reducer |  | 150Wx100Wx50H mm |  | Hainam |  | m | Pre-galvanized Cable ladder-Straight Reducer 150Wx100Wx50H
| LV | Cable ladder | Pre-galvanized Cable ladder-Straight Reducer |  | 200Wx150Wx50H mm |  | Hainam |  | m | Pre-galvanized Cable ladder-Straight Reducer 200Wx150Wx50H
| LV | Cable ladder | Pre-galvanized Cable ladder-Straight Reducer |  | 300Wx200Wx50H mm |  | Hainam |  | m | Pre-galvanized Cable ladder-Straight Reducer 300Wx200Wx50H
| LV | Cable ladder | Pre-galvanized Cable ladder-Straight Reducer |  | 450Wx200Wx50H mm |  | Hainam |  | m | Pre-galvanized Cable ladder-Straight Reducer 450Wx200Wx50H
| LV | Cable ladder | Pre-galvanized Cable ladder-Straight Reducer |  | 450Wx300Wx50H mm |  | Hainam |  | m | Pre-galvanized Cable ladder-Straight Reducer 450Wx300Wx50H
| LV | Cable ladder | Pre-galvanized Cable ladder-Straight Reducer |  | 600Wx300Wx50H mm |  | Hainam |  | m | Pre-galvanized Cable ladder-Straight Reducer 600Wx300Wx50H
| LV | Cable ladder | Pre-galvanized Cable ladder-Straight Reducer |  | 600Wx400Wx50H mm |  | Hainam |  | m | Pre-galvanized Cable ladder-Straight Reducer 600Wx400Wx50H
| LV | Cable ladder | Pre-galvanized Cable ladder-Straight Reducer |  | 750Wx400Wx50H mm |  | Hainam |  | m | Pre-galvanized Cable ladder-Straight Reducer 750Wx400Wx50H
| LV | Cable ladder | Pre-galvanized Cable ladder-Straight Reducer |  | 750Wx600Wx50H mm |  | Hainam |  | m | Pre-galvanized Cable ladder-Straight Reducer 750Wx600Wx50H
| LV | Cable ladder | Pre-galvanized Cable ladder-Straight Reducer |  | 900Wx600Wx50H mm |  | Hainam |  | m | Pre-galvanized Cable ladder-Straight Reducer 900Wx600Wx50H
| LV | Cable ladder | Pre-galvanized Cable ladder-Straight Reducer |  | 900Wx750Wx50H mm |  | Hainam |  | m | Pre-galvanized Cable ladder-Straight Reducer 900Wx750Wx50H
| LV | Cable ladder | Pre-galvanized Cable ladder-Right Hand Reducer |  | 150Wx100Wx50H mm |  | Hainam |  | m | Pre-galvanized Cable ladder-Right Hand Reducer 150Wx100Wx50H
| LV | Cable ladder | Pre-galvanized Cable ladder-Right Hand Reducer |  | 200Wx100Wx50H mm |  | Hainam |  | m | Pre-galvanized Cable ladder-Right Hand Reducer 200Wx100Wx50H
| LV | Cable ladder | Pre-galvanized Cable ladder-Right Hand Reducer |  | 200Wx150Wx50H mm |  | Hainam |  | m | Pre-galvanized Cable ladder-Right Hand Reducer 200Wx150Wx50H
| LV | Cable ladder | Pre-galvanized Cable ladder-Right Hand Reducer |  | 300Wx200Wx50H mm |  | Hainam |  | m | Pre-galvanized Cable ladder-Right Hand Reducer 300Wx200Wx50H
| LV | Cable ladder | Pre-galvanized Cable ladder-Right Hand Reducer |  | 450Wx300Wx50H mm |  | Hainam |  | m | Pre-galvanized Cable ladder-Right Hand Reducer 450Wx300Wx50H
| LV | Cable ladder | Pre-galvanized Cable ladder-Right Hand Reducer |  | 600Wx400Wx50H mm |  | Hainam |  | m | Pre-galvanized Cable ladder-Right Hand Reducer 600Wx400Wx50H
| LV | Cable ladder | Pre-galvanized Cable ladder-Right Hand Reducer |  | 750Wx400Wx50H mm |  | Hainam |  | m | Pre-galvanized Cable ladder-Right Hand Reducer 750Wx400Wx50H
| LV | Cable ladder | Pre-galvanized Cable ladder-Right Hand Reducer |  | 750Wx600Wx50H mm |  | Hainam |  | m | Pre-galvanized Cable ladder-Right Hand Reducer 750Wx600Wx50H
| LV | Cable ladder | Pre-galvanized Cable ladder-Right Hand Reducer |  | 900Wx600Wx50H mm |  | Hainam |  | m | Pre-galvanized Cable ladder-Right Hand Reducer 900Wx600Wx50H
| LV | Cable ladder | Pre-galvanized Cable ladder-Right Hand Reducer |  | 900Wx750Wx50H mm |  | Hainam |  | m | Pre-galvanized Cable ladder-Right Hand Reducer 900Wx750Wx50H
| LV | Cable ladder | Pre-galvanized Cable ladder-Left Hand Reducer |  | 150Wx100Wx50H mm |  | Hainam |  | m | Pre-galvanized Cable ladder-Left Hand Reducer 150Wx100Wx50H
| LV | Cable ladder | Pre-galvanized Cable ladder-Left Hand Reducer |  | 200Wx100Wx50H mm |  | Hainam |  | m | Pre-galvanized Cable ladder-Left Hand Reducer 200Wx100Wx50H
| LV | Cable ladder | Pre-galvanized Cable ladder-Left Hand Reducer |  | 200Wx150Wx50H mm |  | Hainam |  | m | Pre-galvanized Cable ladder-Left Hand Reducer 200Wx150Wx50H
| LV | Cable ladder | Pre-galvanized Cable ladder-Left Hand Reducer |  | 300Wx200Wx50H mm |  | Hainam |  | m | Pre-galvanized Cable ladder-Left Hand Reducer 300Wx200Wx50H
| LV | Cable ladder | Pre-galvanized Cable ladder-Left Hand Reducer |  | 450Wx300Wx50H mm |  | Hainam |  | m | Pre-galvanized Cable ladder-Left Hand Reducer 450Wx300Wx50H
| LV | Cable ladder | Pre-galvanized Cable ladder-Left Hand Reducer |  | 600Wx400Wx50H mm |  | Hainam |  | m | Pre-galvanized Cable ladder-Left Hand Reducer 600Wx400Wx50H
| LV | Cable ladder | Pre-galvanized Cable ladder-Left Hand Reducer |  | 750Wx400Wx50H mm |  | Hainam |  | m | Pre-galvanized Cable ladder-Left Hand Reducer 750Wx400Wx50H
| LV | Cable ladder | Pre-galvanized Cable ladder-Left Hand Reducer |  | 750Wx600Wx50H mm |  | Hainam |  | m | Pre-galvanized Cable ladder-Left Hand Reducer 750Wx600Wx50H
| LV | Cable ladder | Pre-galvanized Cable ladder-Left Hand Reducer |  | 900Wx600Wx50H mm |  | Hainam |  | m | Pre-galvanized Cable ladder-Left Hand Reducer 900Wx600Wx50H
| LV | Cable ladder | Pre-galvanized Cable ladder-Left Hand Reducer |  | 900Wx750Wx50H mm |  | Hainam |  | m | Pre-galvanized Cable ladder-Left Hand Reducer 900Wx750Wx50H

## AC
1. Product ID | 2. Group | 3. Category | 4. Product Type | 5. Class | 6. Product size | 7. Color | 8. Brand | 9. Model / Factory Code | 10. Unit | Supplier | Unit Price | Labor Hour | Remark
| MVAC | FCU | Concealed Duct, Chiller |  | 9.8kW |  | Carrier | 42CE010305AL2C | set | Carrier
| MVAC | FCU | Concealed Duct, Chiller |  | 8.1kW |  | Carrier | 42CE008305AL2C | set | Carrier
| MVAC | FCU | Concealed Duct, Chiller |  | 4.15kW |  | Carrier | 42CE004305AR2 | set | Carrier
| MVAC | FCU | Concealed Duct, Chiller |  | 11.5kW |  | Carrier | 42CE012305AL2 | set | Carrier
| MVAC | FCU | Concealed Duct, Chiller |  | 13.5kW |  | Carrier | 42CE014305AL2C | set | Carrier
| MVAC | FCU | Concealed Duct, Chiller |  | 13.5kW |  | Carrier | 42CE014305AR2C | set | Carrier
| MVAC | FCU | Concealed Duct, Chiller |  | 7.2kW |  | Carrier | 42CT008305AR | set | Carrier
| MVAC | FCU | Concealed Duct, Chiller |  | 8.45kW |  | Carrier | 42CT008305AL2CO | set | Carrier
| MVAC | FCU | Concealed Duct, Chiller |  | 9.85kW |  | Carrier | 42CT008305AL2CO | set | Carrier
| MVAC | FCU | Concealed Duct, Chiller |  | 9.85kW |  | Carrier | 42CT010305AR2CO | set | Carrier
| MVAC | FCU | Concealed Duct, Chiller |  | 9.85kW |  | Carrier | 42CT010305AR | set | Carrier
| MVAC | FCU | Concealed Duct, Chiller |  | 11.5kW |  | Carrier | 42CT012305AR2CO | set | Carrier
| MVAC | FCU | Concealed Duct, Chiller |  | 11.5kW |  | Carrier | 42CT012305AR2CO | set | Carrier
| MVAC | FCU | Concealed Duct, Chiller |  | 13.0kW |  | Carrier | 42CT014305AR | set | Carrier
| MVAC | FCU | Concealed Duct, Chiller |  | 13.0kW |  | Carrier | 42CT014305AL | set | Carrier
| MVAC | FCU | Concealed Duct, Chiller |  | 20.9kW |  | Carrier | 40LM-070---72125 | set | Carrier
| MVAC | FCU | Concealed Duct, Chiller |  | 26.5kW |  | Carrier | 40LM-090---72125 | set | Carrier
| MVAC | FCU | Concealed Duct, Chiller |  | 29.9kW |  | Carrier | 40LM-100---72125 | set | Carrier
| MVAC | FCU | Concealed Duct, Chiller |  | 44.0kW |  | Carrier | 40LM-150---913225 | set | Carrier
| MVAC | FCU | Concealed Duct, VRF |  | 3.6kW |  | Fujitsu General | ARXB12LALH | set | Fujitsu General
| MVAC | FCU | Concealed Duct, VRF |  | 11.2kW |  | Fujitsu General | ARXB36GALH | set | Fujitsu General
| MVAC | FCU | Floor Standing, Split |  | 12.5kW |  | Panasonic | CS-C45FFH-S | set | Panasonic
| MVAC | FCU | Floor Standing, Split |  | 12.5kW |  | LG | HP-C508TA1 | set | LG
| MVAC | CDU | Floor Standing, Split |  | 12.5kW |  | Panasonic | CU-C45FFH-S | set | Panasonic
| MVAC | CDU | Floor Standing, Split |  | 12.5kW |  | LG | HPC508TA1 | set | LG
| MVAC | FCU | Wall Mounted, Split |  | 2.5kW |  | Toshiba | RAS-10S3KCV-V | set | Toshiba
| MVAC | FCU | Wall Mounted, Split |  | 3.5kW |  | Toshiba | RAS-13S3KCV-V | set | Toshiba
| MVAC | FCU | Wall Mounted, Split |  | 5.0kW |  | Toshiba | RAS-18S3KCV-V | set | Toshiba
| MVAC | CDU | Wall Mounted, Split |  | 2.5kW |  | Toshiba | RAS-10S3ACV-V | set | Toshiba
| MVAC | CDU | Wall Mounted, Split |  | 3.5kW |  | Toshiba | RAS-13S3ACV-V | set | Toshiba
| MVAC | CDU | Wall Mounted, Split |  | 5.0kW |  | Toshiba | RAS-18S3ACV-V | set | Toshiba
| MVAC | Aluminum Pipe |  | 1.0mm | 9.52mm |  |  |  | roll
| MVAC | Aluminum Pipe |  | 1.2mm | 12.7mm |  |  |  | roll
| MVAC | Aluminum Pipe |  | 1.2mm | 15.88mm |  |  |  | roll
| MVAC | Aluminum Pipe |  | 1.5mm | 19.05mm |  |  |  | roll
| MVAC | Refrigerant Pipe | Copper Pipe | 0.7mm | 6.35mm |  | Hailiang |  | roll
| MVAC | Refrigerant Pipe | Copper Pipe | 0.8mm | 6.35mm |  | Hailiang |  | roll
| MVAC | Refrigerant Pipe | Copper Pipe | 0.7mm | 9.52mm |  | Hailiang |  | roll
| MVAC | Refrigerant Pipe | Copper Pipe | 0.8mm | 9.52mm |  | Hailiang |  | roll
| MVAC | Refrigerant Pipe | Copper Pipe | 0.7mm | 12.7mm |  | Hailiang |  | roll
| MVAC | Refrigerant Pipe | Copper Pipe | 0.8mm | 12.7mm |  | Hailiang |  | roll
| MVAC | Refrigerant Pipe | Copper Pipe | 0.8mm | 15.88mm |  | Hailiang |  | roll
| MVAC | Refrigerant Pipe | Copper Pipe | 1.0mm | 15.88mm |  | Hailiang |  | roll
| MVAC | Refrigerant Pipe | Copper Pipe | 1.0mm | 19.05mm |  | Hailiang |  | roll
| MVAC | Refrigerant Pipe | Copper Pipe | 1.2mm | 34.9mm |  | Hailiang |  | roll
| MVAC | Valve & Fitting | Coupling, Copper Pipe |  | DN15 |  | Hailiang |  | set
| MVAC | Valve & Fitting | Coupling, Copper Pipe |  | DN22 |  | Hailiang |  | set
| MVAC | Valve & Fitting | Coupling, Copper Pipe |  | DN28 |  | Hailiang |  | set
| MVAC | Valve & Fitting | Coupling, Copper Pipe |  | DN34 |  | Hailiang |  | set
| MVAC | Valve & Fitting | Coupling, Copper Pipe |  | DN53 |  | Hailiang |  | set
| MVAC | Valve & Fitting | Elbow 90°, Copper Pipe |  | DN12 |  | Hailiang |  | set
| MVAC | Valve & Fitting | Elbow 90°, Copper Pipe |  | DN15 |  | Hailiang |  | set
| MVAC | Valve & Fitting | Elbow 90°, Copper Pipe |  | DN19 |  | Hailiang |  | set
| MVAC | Valve & Fitting | Elbow 90°, Copper Pipe |  | DN22 |  | Hailiang |  | set
| MVAC | Valve & Fitting | Elbow 90°, Copper Pipe |  | DN28 |  | Hailiang |  | set
| MVAC | Valve & Fitting | Elbow 90°, Copper Pipe |  | DN34 |  | Hailiang |  | set
| MVAC | Valve & Fitting | Elbow 90°, Copper Pipe |  | DN53 |  | Hailiang |  | set
| MVAC | Valve & Fitting | Elbow 45°, Copper Pipe |  | DN15 |  | Hailiang |  | set
| MVAC | Valve & Fitting | Elbow 45°, Copper Pipe |  | DN19 |  | Hailiang |  | set
| MVAC | Valve & Fitting | Elbow 45°, Copper Pipe |  | DN22 |  | Hailiang |  | set
| MVAC | Valve & Fitting | Elbow 45°, Copper Pipe |  | DN28 |  | Hailiang |  | set
| MVAC | Valve & Fitting | Elbow 45°, Copper Pipe |  | DN34 |  | Hailiang |  | set
| MVAC | Valve & Fitting | Elbow 45°, Copper Pipe |  | DN53 |  | Hailiang |  | set
| MVAC | Valve & Fitting | Reducer, Copper Pipe |  | DN15xDN12 |  | Hailiang |  | set
| MVAC | Valve & Fitting | Reducer, Copper Pipe |  | DN19xDN12 |  | Hailiang |  | set
| MVAC | Valve & Fitting | Reducer, Copper Pipe |  | DN19xDN15 |  | Hailiang |  | set
| MVAC | Valve & Fitting | Reducer, Copper Pipe |  | DN22xDN15 |  | Hailiang |  | set
| MVAC | Valve & Fitting | Reducer, Copper Pipe |  | DN25xDN15 |  | Hailiang |  | set
| MVAC | Valve & Fitting | Reducer, Copper Pipe |  | DN25xDN22 |  | Hailiang |  | set
| MVAC | Valve & Fitting | Reducer, Copper Pipe |  | DN28xDN19 |  | Hailiang |  | set
| MVAC | Valve & Fitting | Reducer, Copper Pipe |  | DN28xDN22 |  | Hailiang |  | set
| MVAC | Valve & Fitting | Reducer, Copper Pipe |  | DN34xDN22 |  | Hailiang |  | set
| MVAC | Valve & Fitting | Reducer, Copper Pipe |  | DN34xDN22 |  | Hailiang |  | set
| MVAC | Valve & Fitting | Reducer, Copper Pipe |  | DN34xDN25 |  | Hailiang |  | set
| MVAC | Valve & Fitting | Reducer, Copper Pipe |  | DN34xDN28 |  | Hailiang |  | set
| MVAC | Valve & Fitting | Reducer, Copper Pipe |  | DN41xDN34 |  | Hailiang |  | set
| MVAC | Valve & Fitting | Tee, Copper Pipe |  | DN10 |  | Hailiang |  | set
| MVAC | Valve & Fitting | Tee, Copper Pipe |  | DN19 |  | Hailiang |  | set
| MVAC | Valve & Fitting | Y-Joint, Copper Pipe |  |  |  | Toshiba | RBM-BT24E | set
| MVAC | Valve & Fitting | Y-Joint, Copper Pipe |  |  |  | Toshiba | RBM-BY55E | set
| MVAC | Valve & Fitting | Y-Joint, Copper Pipe |  |  |  | Toshiba | RBM-BY105E | set
| MVAC | Valve & Fitting | Y-Joint, Copper Pipe |  |  |  | Toshiba | RBM-BY205E | set
| MVAC | Valve & Fitting | Y-Joint, Copper Pipe |  |  |  | Fujitsu General | UTP-AX090A | set
| MVAC | Valve & Fitting | Y-Joint, Copper Pipe |  |  |  | Fujitsu General | UTP-AX567A | set
| MVAC | Valve & Fitting | Y-Joint, Copper Pipe |  |  |  | Fujitsu General | UTR-BP090X | set
| MVAC | Valve & Fitting | Y-Joint, Copper Pipe |  |  |  | Midea | FQZHN-02 | set
| MVAC | Air Distributor | Fire Damper |  | 100mmx100mm |  | Stream Air | FD | set
| MVAC | Air Distributor | Fire Damper |  | 400mmx400mm |  | Stream Air | FD | set
| MVAC | Air Distributor | Fire Damper |  | 500mmx500mm |  | Stream Air | FD | set
| MVAC | Air Distributor | Fire Damper |  | 900mmx600mm |  | Stream Air | FD | set
| MVAC | Air Distributor | Fire Damper |  | 1100mmx500mm |  | Stream Air | FD | set
| MVAC | Air Distributor | Round Damper |  | 100mm |  | Stream Air | RVD | set | Pcj
| MVAC | Air Distributor | Round Damper |  | 125mm |  | Stream Air | RVD | set | Pcj
| MVAC | Air Distributor | Round Damper |  | 150mm |  | Stream Air | RVD | set | Pcj
| MVAC | Air Distributor | Round Damper |  | 200mm |  | Stream Air | RVD | set | Pcj
| MVAC | Air Distributor | Round Damper |  | 250mm |  | Stream Air | RVD | set | Pcj
| MVAC | Air Distributor | Round Damper |  | 300mm |  | Stream Air | RVD | set | Pcj
| MVAC | Air Distributor | Round Damper |  | 350mm |  | Stream Air | RVD | set | Pcj
| MVAC | Air Distributor | Round Damper |  | 400mm |  | Stream Air | RVD | set | Pcj
| MVAC | Air Distributor | Volume Damper |  | 100mmx100mm |  | Local |  | set
| MVAC | Air Distributor | Volume Damper |  | 125mmx100mm |  | Local |  | set
| MVAC | Air Distributor | Volume Damper |  | 125mmx120mm |  | Local |  | set
| MVAC | Air Distributor | Volume Damper |  | 150mmx100mm |  | Local |  | set
| MVAC | Air Distributor | Volume Damper |  | 150mmx125mm |  | Local |  | set
| MVAC | Air Distributor | Volume Damper |  | 150mmx150mm |  | Local |  | set
| MVAC | Air Distributor | Volume Damper |  | 200mmx150mm |  | Local |  | set
| MVAC | Air Distributor | Volume Damper |  | 200mmx200mm |  | Local |  | set
| MVAC | Air Distributor | Volume Damper |  | 250mmx150mm |  | Local |  | set
| MVAC | Air Distributor | Volume Damper |  | 250mmx200mm |  | Local |  | set
| MVAC | Air Distributor | Volume Damper |  | 250mmx250mm |  | Local |  | set
| MVAC | Air Distributor | Volume Damper |  | 300mmx150mm |  | Local |  | set
| MVAC | Air Distributor | Volume Damper |  | 300mmx200mm |  | Local |  | set
| MVAC | Air Distributor | Volume Damper |  | 300mmx300mm |  | Local |  | set
| MVAC | Air Distributor | Volume Damper |  | 350mmx150mm |  | Local |  | set
| MVAC | Air Distributor | Volume Damper |  | 350mmx250mm |  | Local |  | set
| MVAC | Air Distributor | Volume Damper |  | 350mmx300mm |  | Local |  | set
| MVAC | Air Distributor | Volume Damper |  | 350mmx350mm |  | Local |  | set
| MVAC | Air Distributor | Volume Damper |  | 360mmx360mm |  | Local |  | set
| MVAC | Air Distributor | Volume Damper |  | 400mmx200mm |  | Local |  | set
| MVAC | Air Distributor | Volume Damper |  | 400mmx250mm |  | Local |  | set
| MVAC | Air Distributor | Volume Damper |  | 400mmx350mm |  | Local |  | set
| MVAC | Air Distributor | Volume Damper |  | 450mmx350mm |  | Local |  | set
| MVAC | Air Distributor | Volume Damper |  | 450mmx450mm |  | Local |  | set
| MVAC | Air Distributor | Volume Damper |  | 500mmx150mm |  | Local |  | set
| MVAC | Air Distributor | Volume Damper |  | 500mmx250mm |  | Local |  | set
| MVAC | Air Distributor | Volume Damper |  | 500mmx450mm |  | Local |  | set
| MVAC | Air Distributor | Volume Damper |  | 500mmx500mm |  | Local |  | set
| MVAC | Air Distributor | Volume Damper |  | 550mmx550mm |  | Local |  | set
| MVAC | Air Distributor | Volume Damper |  | 600mmx500mm |  | Local |  | set
| MVAC | Air Distributor | Volume Damper |  | 750mmx350mm |  | Local |  | set
| MVAC | Air Distributor | Motorized Damper |  | 150mmx150mm |  | Stream Air |  | set
| MVAC | Air Distributor | Motorized Damper |  | 200mmx150mm |  | Stream Air |  | set
| MVAC | Air Distributor | Motorized Damper |  | 300mmx150mm |  | Stream Air |  | set
| MVAC | Air Distributor | Motorized Damper |  | 500mmx250mm |  | Stream Air |  | set
| MVAC | Air Distributor | Motorized Damper |  | 800mmx400mm |  | Stream Air |  | set
| MVAC | Air Distributor | Motorized Damper |  | 1000mmx1000mm |  | Stream Air |  | set
| MVAC | Air Outlet | Air Grille (2" Z-Blade) |  | 250mmx250mm |  | Stream Air | AGF2 + ISN | set | Pcj |  |  | with Insect Screen
| MVAC | Air Outlet | Air Grille (2" Z-Blade) |  | 300mmx150mm |  | Stream Air | AGF2 + ISN | set | Pcj |  |  | with Insect Screen
| MVAC | Air Outlet | Air Grille (2" Z-Blade) |  | 300mmx200mm |  | Stream Air | AGF2 + ISN | set | Pcj |  |  | with Insect Screen
| MVAC | Air Outlet | Air Grille (2" Z-Blade) |  | 400mmx200mm |  | Stream Air | AGF2 + ISN | set | Pcj |  |  | with Insect Screen
| MVAC | Air Outlet | Air Grille (1" Z-Blade) |  | 400mmx400mm |  | Stream Air | AGF1 + ISN | set | Pcj |  |  | with Insect Screen
| MVAC | Air Outlet | Air Grille (2" Z-Blade) |  | 450mmx250mm |  | Stream Air | AGF2 + ISN | set | Pcj |  |  | with Insect Screen
| MVAC | Air Outlet | Air Grille (1" Z-Blade) |  | 450mmx400mm |  | Stream Air | AGF1 + ISN | set | Pcj |  |  | with Insect Screen
| MVAC | Air Outlet | Air Grille (1" Z-Blade) |  | 600mmx300mm |  | Stream Air | AGF1 + ISN | set | Pcj |  |  | with Insect Screen
| MVAC | Air Outlet | Air Grille (2" Z-Blade) |  | 800mmx250mm |  | Stream Air | AGF2 + ISN | set | Pcj |  |  | with Insect Screen
| MVAC | Air Outlet | Air Grille (1" Z-Blade) |  | 1000mmx1000mm |  | Stream Air | AGF1 + ISN | set | Pcj |  |  | with Insect Screen
| MVAC | Air Outlet | Air Grille (1" Z-Blade) |  | 1200mmx500mm |  | Stream Air | AGF1 + ISN | set | Pcj |  |  | with Insect Screen
| MVAC | Air Outlet | Air Grille (1" Z-Blade) |  | 1400mmx800mm |  | Stream Air | AGF1 + ISN | set | Pcj |  |  | with Insect Screen
| MVAC | Air Outlet | Air Grille (2" Z-Blade) |  | 1500mmx450mm |  | Stream Air | AGF2 + ISN | set | Pcj |  |  | with Insect Screen
| MVAC | Air Outlet | Air Grille (1" Z-Blade) |  | 2000mmx800mm |  | Stream Air | AGF1 + ISN | set | Pcj |  |  | with Insect Screen
| MVAC | Air Outlet | Air Grille (1" Z-Blade) |  | 2000mmx2000mm |  | Stream Air | AGF1 + ISN | set | Pcj |  |  | with Insect Screen
| MVAC | Air Outlet | Air Grille (1" Z-Blade) |  | 4000mmx1200mm |  | Stream Air | AGF1 + ISN | set | Pcj |  |  | with Insect Screen
| MVAC | Air Outlet | Air Grille (1" Z-Blade) |  | 125mmx125mm |  | Stream Air | AGF1 | set | Pcj
| MVAC | Air Outlet | Air Grille (1" Z-Blade) |  | 150mmx100mm |  | Stream Air | AGF1 | set | Pcj
| MVAC | Air Outlet | Air Grille (1" Z-Blade) |  | 150mmx150mm |  | Stream Air | AGF1 | set | Pcj
| MVAC | Air Outlet | Air Grille (1" Z-Blade) |  | 160mmx160mm |  | Stream Air | AGF1 | set | Pcj
| MVAC | Air Outlet | Air Grille (1" Z-Blade) |  | 200mmx100mm |  | Stream Air | AGF1 | set | Pcj
| MVAC | Air Outlet | Air Grille (1" Z-Blade) |  | 200mmx200mm |  | Stream Air | AGF1 | set | Pcj
| MVAC | Air Outlet | Air Grille (1" Z-Blade) |  | 245mmx245mm |  | Stream Air | AGF1 | set | Pcj
| MVAC | Air Outlet | Air Grille (1" Z-Blade) |  | 250mmx200mm |  | Stream Air | AGF1 | set | Pcj
| MVAC | Air Outlet | Air Grille (1" Z-Blade) | Black | 250mmx200mm |  | Stream Air | AGF1 | set | Pcj |  |  | Color; Black
| MVAC | Air Outlet | Air Grille (1" Z-Blade) |  | 250mmx250mm |  | Stream Air | AGF1 | set | Pcj
| MVAC | Air Outlet | Air Grille (2" Z-Blade) |  | 300mmx200mm |  | Stream Air | AGF2 | set | Pcj
| MVAC | Air Outlet | Air Grille (1" Z-Blade) | Black | 300mmx250mm |  | Stream Air | AGF1 | set | Pcj |  |  | Color; Black
| MVAC | Air Outlet | Air Grille (1" Z-Blade) |  | 300mmx300mm |  | Stream Air | AGF1 | set | Pcj
| MVAC | Air Outlet | Air Grille (1" Z-Blade) |  | 350mmx350mm |  | Stream Air | AGF1 | set | Pcj
| MVAC | Air Outlet | Air Grille (1" Z-Blade) |  | 400mmx300mm |  | Stream Air | AGF1 | set | Pcj
| MVAC | Air Outlet | Air Grille (1" Z-Blade) |  | 500mmx300mm |  | Stream Air | AGF1 | set | Pcj
| MVAC | Air Outlet | Air Grille (1" Z-Blade) |  | 600mmx300mm |  | Stream Air | AGF1 | set | Pcj
| MVAC | Air Outlet | Air Grille (1" Z-Blade) |  | 700mmx300mm |  | Stream Air | AGF1 | set | Pcj
| MVAC | Air Outlet | Air Grille (1" Z-Blade) |  | 800mmx400mm |  | Stream Air | AGF1 | set | Pcj
| MVAC | Air Outlet | Air Grille (1" Z-Blade) |  | 1000mmx500mm |  | Stream Air | AGF1 | set | Pcj
| MVAC | Air Outlet | Air Grille (2" Z-Blade) |  | 1000mmx600mm |  | Stream Air | AGF2 | set | Pcj
| MVAC | Air Outlet | Air Grille (1" Z-Blade) |  | 1200mmx700mm |  | Stream Air | AGF1 | set | Pcj
| MVAC | Air Outlet | Air Grille (2" Z-Blade) |  | 1500mmx300mm |  | Stream Air | AGF2 | set | Pcj
| MVAC | Air Outlet | Air Grille (2" Z-Blade) |  | 1500mmx1200mm |  | Stream Air | AGF2 | set | Pcj
| MVAC | Air Outlet | Air Grille (2" Z-Blade) |  | 1600mmx120mm |  | Stream Air | AGF2 | set | Pcj
| MVAC | Air Outlet | Air Grille (2" Z-Blade) |  | 2000mmx1200mm |  | Stream Air | AGF2 | set | Pcj
| MVAC | Air Outlet | Air Grille (2" Z-Blade) |  | 2200mmx1600mm |  | Stream Air | AGF2 | set | Pcj
| MVAC | Air Outlet | Egg Crate Grille |  | 200mmx200mm |  | Stream Air | EGF + OBV | set | Pcj |  |  | with Opposed Blade Volume Damper
| MVAC | Air Outlet | Egg Crate Grille |  | 300mmx300mm |  | Stream Air | EGF + OBV | set | Pcj |  |  | with Opposed Blade Volume Damper
| MVAC | Air Outlet | Egg Crate Grille |  | 400mmx400mm |  | Stream Air | EGF + OBV | set | Pcj |  |  | with Opposed Blade Volume Damper
| MVAC | Air Outlet | Egg Crate Grille |  | 450mmx450mm |  | Stream Air | EGF + OBV | set | Pcj |  |  | with Opposed Blade Volume Damper
| MVAC | Air Outlet | Egg Crate Grille |  | 550mmx550mm |  | Stream Air | EGF + OBV | set | Pcj |  |  | with Opposed Blade Volume Damper
| MVAC | Air Outlet | Egg Crate Grille |  | 800mmx400mm |  | Stream Air | EGF + OBV | set | Pcj |  |  | with Opposed Blade Volume Damper
| MVAC | Air Outlet | Egg Crate Grille |  | 800mmx450mm |  | Stream Air | EGF + OBV | set | Pcj |  |  | with Opposed Blade Volume Damper
| MVAC | Air Outlet | Egg Crate Grille |  | 1000mmx400mm |  | Stream Air | EGF + OBV | set | Pcj |  |  | with Opposed Blade Volume Damper
| MVAC | Air Outlet | Egg Crate Grille |  | 1000mmx450mm |  | Stream Air | EGF + OBV | set | Pcj |  |  | with Opposed Blade Volume Damper
| MVAC | Air Outlet | Egg Crate Grille |  | 1200mmx400mm |  | Stream Air | EGF + OBV | set | Pcj |  |  | with Opposed Blade Volume Damper
| MVAC | Air Outlet | Egg Crate Grille |  | 1200mmx600mm |  | Stream Air | EGF + OBV | set | Pcj |  |  | with Opposed Blade Volume Damper
| MVAC | Air Outlet | Egg Crate Grille |  | 1600mmx450mm |  | Stream Air | EGF + OBV | set | Pcj |  |  | with Opposed Blade Volume Damper
| MVAC | Air Outlet | Egg Crate Grille |  | 1000mmx400mm |  | Stream Air | EGR + SAF | set | Pcj |  |  | with SAF
| MVAC | Air Outlet | Egg Crate Grille |  | 1200mmx400mm |  | Stream Air | EGR + SAF | set | Pcj |  |  | with SAF
| MVAC | Air Outlet | Egg Crate Grille |  | 1600mmx450mm |  | Stream Air | EGR + SAF | set | Pcj |  |  | with SAF
| MVAC | Air Outlet | Egg Crate Grille |  | 2400mmx500mm |  | Stream Air | EGR + SAF | set | Pcj |  |  | with SAF
| MVAC | Air Outlet | Egg Crate Grille |  | 150mmx150mm |  | Stream Air | EGF | set | Pcj
| MVAC | Air Outlet | Egg Crate Grille |  | 200mmx200mm |  | Stream Air | EGF | set | Pcj
| MVAC | Air Outlet | Egg Crate Grille |  | 250mmx250mm |  | Stream Air | EGF | set | Pcj
| MVAC | Air Outlet | Egg Crate Grille |  | 500mmx300mm |  | Stream Air | EGF | set | Pcj
| MVAC | Air Outlet | Egg Crate Grille |  | 600mmx400mm |  | Stream Air | EGR | set | Pcj
| MVAC | Air Outlet | Egg Crate Grille |  | 800mmx400mm |  | Stream Air | EGR | set | Pcj
| MVAC | Air Outlet | Egg Crate Grille |  | 800mmx500mm |  | Stream Air | EGR | set | Pcj
| MVAC | Air Outlet | Egg Crate Grille |  | 1500mmx600mm |  | Stream Air | EGR | set | Pcj
| MVAC | Air Outlet | Round Ceiling Diffuser | White | 300mm |  | Stream Air | RND | set | Pcj |  |  | Color White
| MVAC | Air Outlet | Round Ceiling Diffuser | White | 350mm |  | Stream Air | RND | set | Pcj |  |  | Color White
| MVAC | Air Outlet | Round Ceiling Diffuser | White | 400mm |  | Stream Air | RND + RNDD | set | Pcj |  |  | Color White
| MVAC | Air Outlet | Round Ceiling Diffuser | Black | 500mm |  | Stream Air | RND | set | Pcj |  |  | Color Black
| MVAC | Air Outlet | Round Ceiling Diffuser | Black | 600mm |  | Stream Air | RND | set | Pcj |  |  | Color Black
| MVAC | Air Outlet | Square Ceiling Diffuser |  | 200mmx200mm |  | Stream Air | 4-SCD + OBV | set | Pcj |  |  | with Opposed Blade Volume Damper
| MVAC | Air Outlet | Square Ceiling Diffuser |  | 250mmx250mm |  | Stream Air | 4-SCD + OBV | set | Pcj |  |  | with Opposed Blade Volume Damper
| MVAC | Air Outlet | Square Ceiling Diffuser |  | 250mmx250mm |  | Stream Air | 4-SCD | set | Pcj
| MVAC | Air Outlet | Square Ceiling Diffuser |  | 300mmx300mm |  | Stream Air | 4-SCD | set | Pcj
| MVAC | Air Outlet | Square Ceiling Diffuser |  | 350mmx350mm |  | Stream Air | 4-SCD | set | Pcj
| MVAC | Air Outlet | Square Ceiling Diffuser |  | 350mmx350mm |  | Stream Air | 4-SCD + OBV | set | Pcj |  |  | with Opposed Blade Volume Damper
| MVAC | Air Outlet | Square Ceiling Diffuser |  | 400mmx400mm |  | Stream Air | 4-SCD | set | Pcj
| MVAC | Air Outlet | Square Ceiling Diffuser |  | 450mmx450mm |  | Stream Air | 4-SCD | set | Pcj
| MVAC | Air Outlet | Square Ceiling Diffuser |  | 450mmx450mm |  | Stream Air | 4-SCD + OBV | set | Pcj |  |  | with Opposed Blade Volume Damper
| MVAC | Air Outlet | Square Ceiling Diffuser |  | 500mmx500mm |  | Stream Air | 4-SCD | set | Pcj
| MVAC | Air Outlet | Square Ceiling Diffuser |  | 550mmx550mm |  | Stream Air | 4-SCD + OBV | set | Pcj |  |  | with Opposed Blade Volume Damper
| MVAC | Air Outlet | Square Ceiling Diffuser |  | 600mmx600mm |  | Stream Air | 4-SCD | set | Pcj
| MVAC | Air Outlet | Linear Bar Grille |  | 600mmx150mm |  | Stream Air | LBG + OBV | set | Pcj |  |  | with Opposed Blade Volume Damper
| MVAC | Air Outlet | Linear Slot Diffuser | White | 1200mm |  | Stream Air | 1-LSD | set | Pcj
| MVAC | Air Outlet | Linear Slot Diffuser | White | 568mm |  | Stream Air | 2-LSD | set | Pcj
| MVAC | Air Outlet | Linear Slot Diffuser | White | 600mm |  | Stream Air | 2-LSD | set | Pcj
| MVAC | Air Outlet | Linear Slot Diffuser | White | 620mm |  | Stream Air | 2-LSD | set | Pcj
| MVAC | Air Outlet | Linear Slot Diffuser | White | 868mm |  | Stream Air | 2-LSD | set | Pcj
| MVAC | Air Outlet | Linear Slot Diffuser | White | 968mm |  | Stream Air | 2-LSD | set | Pcj
| MVAC | Air Outlet | Linear Slot Diffuser | White | 1000mm |  | Stream Air | 2-LSD | set | Pcj
| MVAC | Air Outlet | Linear Slot Diffuser | White | 1468mm |  | Stream Air | 2-LSD | set | Pcj
| MVAC | Air Outlet | Linear Slot Diffuser | White | 1200mm |  | Stream Air | 2-LSD | set | Pcj
| MVAC | Air Outlet | Linear Slot Diffuser | White | 1800mm |  | Stream Air | 2-LSD | set | Pcj
| MVAC | Air Outlet | Linear Slot Diffuser | White | 2400mm |  | Stream Air | 2-LSD | set | Pcj
| MVAC | Air Outlet | Linear Slot Diffuser | White | 4768mm |  | Stream Air | 2-LSD | set | Pcj
| MVAC | Air Outlet | Linear Slot Diffuser | Black | 1200mm |  | Stream Air | 2-LSD | set | Pcj |  |  | Color Black
| MVAC | Air Outlet | Linear Slot Diffuser | Black | 1800mm |  | Stream Air | 2-LSD | set | Pcj |  |  | Color Black
| MVAC | Air Outlet | Linear Slot Diffuser | Black | 2400mm |  | Stream Air | 3-LSD | set | Pcj |  |  | Color Black
| MVAC | Air Outlet | Supply Air Register |  | 180mmx40mm |  | Stream Air | SAR | set
| MVAC | Air Outlet | Supply Air Register |  | 1000mmx150mm |  | Stream Air | SAR | set
| MVAC | Air Outlet | Supply Air Register |  | 4000mmx150mm |  | Stream Air | SAR | set
| MVAC | Air Outlet | Supply Air Register |  | 1200mmx300mm |  | Stream Air | SAR + OBV | set
| MVAC | Air Outlet | Supply Air Register |  | 500mmx300mm |  | Stream Air | SAR | set
| MVAC | Air Outlet | Supply Air Register |  | 600mmx150mm |  | Stream Air | SAR | set
| MVAC | Air Outlet | Supply Air Register |  | 600mmx300mm |  | Stream Air | SAR | set
| MVAC | Air Outlet | Supply Air Register |  | 1000mmx200mm |  | Stream Air | SAR | set
| MVAC | Air Outlet | Supply Air Register |  | 1000mmx250mm |  | Stream Air | SAR | set
| MVAC | Air Outlet | Supply Air Register |  | 1000mmx500mm |  | Stream Air | SAR | set
| MVAC | Air Outlet | Supply Air Register |  | 1200mmx200mm |  | Stream Air | SAR | set
| MVAC | Air Outlet | Supply Air Register |  | 1500mmx150mm |  | Stream Air | SAR | set
| MVAC | Air Outlet | Supply Air Register |  | 1800mmx200mm |  | Stream Air | SAR | set
| MVAC | Air Outlet | Supply Air Register |  | 2000mmx125mm |  | Stream Air | SAR | set
| MVAC | Air Outlet | Supply Air Register |  | 2000mmx150mm |  | Stream Air | SAR | set
| MVAC | Air Outlet | Supply Air Register |  | 2400mmx200mm |  | Stream Air | SAR | set
| MVAC | Air Outlet | Supply Air Register |  | 3000mmx125mm |  | Stream Air | SAR | set
| MVAC | Air Outlet | Supply Air Register |  | 3600mmx75mm |  | Stream Air | SAR | set
| MVAC | Air Outlet | Supply Air Register |  | 300mmx300mm |  | Stream Air | SAR + OBV | set
| MVAC | Air Outlet | Supply Air Register |  | 450mmx450mm |  | Stream Air | SAR + OBV | set
| MVAC | Air Outlet | Supply Air Register |  | 550mmx550mm |  | Stream Air | SAR + OBV | set
| MVAC | Air Outlet | Supply Air Register |  | 600mmx400mm |  | Stream Air | SAR + OBV | set
| MVAC | Air Outlet | Supply Air Register |  | 600mmx600mm |  | Stream Air | SAR + OBV | set
| MVAC | Air Outlet | Supply Air Register |  | 800mmx150mm |  | Stream Air | SAR + OBV | set
| MVAC | Air Outlet | Supply Air Register |  | 800mmx600mm |  | Stream Air | SAR + OBV | set
| MVAC | Air Outlet | Supply Air Register |  | 1000mmx300mm |  | Stream Air | SAR + OBV | set
| MVAC | Air Outlet | Supply Air Register |  | 1200mmx400mm |  | Stream Air | SAR + OBV | set
| MVAC | Air Outlet | Supply Air Register |  | 1600mmx450mm |  | Stream Air | SAR + OBV | set
| MVAC | Vibration Isolator |  | White |  |  | Tomahawk |  | set
| MVAC | Vibration Isolator |  | Yellow |  |  | Tomahawk |  | set
| MVAC | Vibration Isolator |  | Orange |  |  | Tomahawk |  | set
| MVAC | Vibration Isolator |  | Black |  |  | Tomahawk |  | set
| MVAC | Vibration Isolator |  | Red |  |  | Tomahawk |  | set
| MVAC | Vibration Isolator |  | Orange |  |  | Tomahawk |  | set
| MVAC | Vibration Isolator |  | Grey |  |  | Tomahawk |  | set
| MVAC | Vibration Isolator |  | Orange |  |  | Tomahawk |  | set
| MVAC | Vibration Isolator |  | Dark Green |  |  | Tomahawk |  | set
| MVAC | Vibration Isolator |  | Red |  |  | Tomahawk |  | set
| MVAC | Vibration Isolator |  | Yellow |  |  | Tomahawk |  | set
| MVAC | Vibration Isolator |  | Brown |  |  | Tomahawk |  | set
| MVAC | Vibration Isolator |  | Green |  |  | Tomahawk |  | set
| MVAC | Insulation | Rockwool | 50mm + Black Matt Tissue | 1200mmx600mm |  |  |  | sheet |  |  |  | with Black Matt Tissue
| MVAC | Insulation | Rockwool | 50mm + Aluminum Foil | 1200mmx600mm |  |  |  | sheet |  |  |  | with Aluminum Foil
| MVAC | Insulation | Fiberglass | 25mm | 1.2mx15m |  | Polyglass |  | sheet
| MVAC | Insulation | Fiberglass | 50mm | 1.2mx15m |  | Polyglass |  | sheet
| MVAC | Air Distributor | Flexible Air Duct | 25mm | 100mm |  | Duct+ |  | roll |  |  |  | with Insulation Thickness 25mm, 10m/roll
| MVAC | Air Distributor | Flexible Air Duct | 25mm | 150mm |  | Duct+ |  | roll |  |  |  | with Insulation Thickness 25mm, 10m/roll
| MVAC | Air Distributor | Flexible Air Duct | 25mm | 200mm |  | Duct+ |  | roll |  |  |  | with Insulation Thickness 25mm, 10m/roll
| MVAC | Air Distributor | Flexible Air Duct | 25mm | 250mm |  | Duct+ |  | roll |  |  |  | with Insulation Thickness 25mm, 10m/roll
| MVAC | Air Distributor | Flexible Air Duct | 25mm | 300mm |  | Duct+ |  | roll |  |  |  | with Insulation Thickness 25mm, 10m/roll
| MVAC | Air Distributor | Flexible Air Duct | 25mm | 350mm |  | Duct+ |  | roll |  |  |  | with Insulation Thickness 25mm, 10m/roll
| MVAC | Air Distributor | Flexible Air Duct | 25mm | 400mm |  | Duct+ |  | roll |  |  |  | with Insulation Thickness 25mm, 10m/roll
| MVAC | Air Distributor | Flexible Air Duct |  | 100mm |  | Duct+ |  | roll
| MVAC | Air Distributor | Flexible Air Duct |  | 150mm |  | Duct+ |  | roll
| MVAC | Air Distributor | Flexible Air Duct |  | 200mm |  | Duct+ |  | roll
| MVAC | Air Distributor | Flexible Air Duct |  | 250mm |  | Duct+ |  | roll
| MVAC | Air Distributor | Flexible Air Duct |  | 300mm |  | Duct+ |  | roll
| MVAC | Air Distributor | Flexible Air Duct |  | 350mm |  | Duct+ |  | roll
| MVAC | Air Distributor | Flexible Air Duct |  | 400mm |  | Duct+ |  | roll
| MVAC | Filter Drier |  |  | 6mm |  | Emersion |  | set
| MVAC | Filter Drier |  |  | 10mm |  | Emersion |  | set
| MVAC | Filter Drier |  |  | 15mm |  | Emersion |  | set
| MVAC | Filter Drier |  |  | 20mm |  | Emersion |  | set
| MVAC | Refrigerant Gas | R410a | [5 empty] | set
| MVAC | Refrigerant Gas | R134a | [5 empty] | set
| MVAC | Fan | Wall Mounted Exhaust |  |  |  | System Air | AW300E4 Sileo | set
| MVAC | Fan | Wall Mounted Exhaust |  |  |  | System Air | AW350E4 Sileo | set
| MVAC | Fan | Wall Mounted Exhaust |  |  |  | System Air | VF-APB6 | set
| MVAC | Fan | Wall Mounted Exhaust |  |  |  | System Air | VF-APB8 | set
| MVAC | Fan | Wall Mounted Exhaust |  |  |  | System Air | VF-APB10 | set
| MVAC | Fan | Wall Mounted Exhaust |  |  |  | Fantech | HPA250/4-1A | set
| MVAC | Fan | Wall Mounted Exhaust |  |  |  | Fantech | HPA315/4-1A | set
| MVAC | Fan | Ceiling Mounted Exhaust |  |  |  | System Air | VF-BDT1030 | set
| MVAC | Fan | Ventilation Fan |  |  |  | Cornell | CTF-125 | set
| MVAC | Fan | Ventilation Fan |  |  |  | Cornell | CTF-200 | set
| MVAC | Fan | In-line Mixed flow fan |  |  |  | Kruger | MTD160 | set
| MVAC | Fan | Axial Inline Fan |  |  |  | System Air | AXC315-10/180-2 | set
| MVAC | Fan | Axial Inline Fan |  |  |  | System Air | AXC355-10/200-4 | set
| MVAC | Fan | Axial Inline Fan |  |  |  | System Air | AXC400-10/170-4 | set
| MVAC | Fan | Axial Inline Fan |  |  |  | System Air | AXC500-10/220-4/8(B) | set
| MVAC | Fan | Axial Inline Fan |  |  |  | System Air | AXC560-9/100-4(B) | set
| MVAC | Fan | Axial Inline Fan |  |  |  | System Air | AXC630-9/260-4 | set
| MVAC | Fan | Axial Inline Fan |  |  |  | Fantech | AP0714AP10/24 | set
| MVAC | Fan | Axial Inline Fan |  |  |  | Kruger | CCD9/17 | set
| MVAC | Fan | Axial Inline Fan |  |  |  | Kruger | CCD9-7 245W 4P-1 3SY | set
| MVAC | Fan | Axial Inline Fan |  |  |  | Kruger | CCK 12/12 L | set
| MVAC | Fan | In-line Centrifugal |  |  |  | Fantech | HIT160E | set
| MVAC | Fan | In-line Centrifugal |  |  |  | Fantech | HIT200E | set
| MVAC | Fan | In-line Centrifugal |  |  |  | System Air | K150XL Sileo | set
| MVAC | Fan | In-line Centrifugal |  |  |  | System Air | K160M Sileo | set
| MVAC | Fan | In-line Centrifugal |  |  |  | System Air | K315L Sileo | set
| MVAC | Fan | Air Curtain |  |  |  |  | KA-3509C | set
| MVAC | Motor | AHU Motor |  | 11kW |  | Siemens |  | set
| MVAC | Motor | AHU Motor |  | 18.5kW |  | Siemens |  | set
| MVAC | Motor | AHU Motor |  | 30kW |  | Siemens |  | set
| MVAC | Motor |  |  | 5.5kW |  | Wonder |  | set
| MVAC | Chilled Water Pipe | Black Steel, Above Ground, Pre-Insulated Pipe | Medium | DN15 |  | PolyGreen
| MVAC | Chilled Water Pipe | Black Steel, Above Ground, Pre-Insulated Pipe | Medium | DN20 |  | PolyGreen
| MVAC | Chilled Water Pipe | Black Steel, Above Ground, Pre-Insulated Pipe | Medium | DN25 |  | PolyGreen
| MVAC | Chilled Water Pipe | Black Steel, Above Ground, Pre-Insulated Pipe | Medium | DN35 |  | PolyGreen
| MVAC | Chilled Water Pipe | Black Steel, Above Ground, Pre-Insulated Pipe | Medium | DN40 |  | PolyGreen
| MVAC | Chilled Water Pipe | Black Steel, Above Ground, Pre-Insulated Pipe | Medium | DN50 |  | PolyGreen
| MVAC | Chilled Water Pipe | Black Steel, Above Ground, Pre-Insulated Pipe | Medium | DN65 |  | PolyGreen
| MVAC | Chilled Water Pipe | Black Steel, Above Ground, Pre-Insulated Pipe | Medium | DN80 |  | PolyGreen
| MVAC | Chilled Water Pipe | Black Steel, Above Ground, Pre-Insulated Pipe | Medium | DN100 |  | PolyGreen
| MVAC | Chilled Water Pipe | Black Steel, Above Ground, Pre-Insulated Pipe | Medium | DN125 |  | PolyGreen
| MVAC | Chilled Water Pipe | Black Steel, Above Ground, Pre-Insulated Pipe | Medium | DN150 |  | PolyGreen
| MVAC | Chilled Water Pipe | Black Steel, Above Ground, Pre-Insulated Pipe | Medium | DN200 |  | PolyGreen
| MVAC | Chilled Water Pipe | Black Steel, Above Ground, Pre-Insulated Pipe | Medium | DN250 |  | PolyGreen
| MVAC | Chilled Water Pipe | Black Steel, Above Ground, Pre-Insulated Pipe | Medium | DN300 |  | PolyGreen
| MVAC | Chilled Water Pipe | Black Steel, Above Ground, Pre-Insulated Pipe | Medium | DN350 |  | PolyGreen
| MVAC | Chilled Water Pipe | Black Steel, Above Ground, Pre-Insulated Pipe | Medium | DN25 |  | PolyGreen
| MVAC | Chilled Water Pipe | Black Steel, Above Ground, Pre-Insulated Pipe | Medium | DN35 |  | PolyGreen
| MVAC | Chilled Water Pipe | Black Steel, Above Ground, Pre-Insulated Pipe | Medium | DN40 |  | PolyGreen
| MVAC | Chilled Water Pipe | Black Steel, Above Ground, Pre-Insulated Pipe | Medium | DN50 |  | PolyGreen
| MVAC | Chilled Water Pipe | Black Steel, Underground Ground, Pre-Insulated Pipe | Heavy | DN50 |  | PolyGreen
| MVAC | Chilled Water Pipe | Black Steel, Underground Ground, Pre-Insulated Pipe | Heavy | DN150 |  | PolyGreen
| MVAC | Chilled Water Pipe | Black Steel, Underground Ground, Pre-Insulated Pipe | Heavy | DN200 |  | PolyGreen
| MVAC | Chilled Water Pipe | Black Steel Pipe | Medium | DN15 |  | PolyGreen | [5 empty] | BS 1384 Class Medium
| MVAC | Chilled Water Pipe | Black Steel Pipe | Medium | DN20 |  | PolyGreen | [5 empty] | BS 1384 Class Medium
| MVAC | Chilled Water Pipe | Black Steel Pipe | Medium | DN25 |  | PolyGreen | [5 empty] | BS 1384 Class Medium
| MVAC | Chilled Water Pipe | Black Steel Pipe | Medium | DN32 |  | PolyGreen | [5 empty] | BS 1384 Class Medium
| MVAC | Chilled Water Pipe | Black Steel Pipe | Medium | DN40 |  | PolyGreen | [5 empty] | BS 1384 Class Medium
| MVAC | Chilled Water Pipe | Black Steel Pipe | Medium | DN50 |  | PolyGreen | [5 empty] | BS 1384 Class Medium
| MVAC | Chilled Water Pipe | Black Steel Pipe | Medium | DN65 |  | PolyGreen | [5 empty] | BS 1384 Class Medium
| MVAC | Chilled Water Pipe | Black Steel Pipe | Medium | DN80 |  | PolyGreen | [5 empty] | BS 1384 Class Medium
| MVAC | Chilled Water Pipe | Black Steel Pipe | Medium | DN100 |  | PolyGreen | [5 empty] | BS 1384 Class Medium
| MVAC | Chilled Water Pipe | Black Steel Pipe | Medium | DN125 |  | PolyGreen | [5 empty] | BS 1384 Class Medium
| MVAC | Chilled Water Pipe | Black Steel Pipe | Medium | DN150 |  | PolyGreen | [5 empty] | BS 1384 Class Medium
| MVAC | Chilled Water Pipe | Black Steel Pipe | Medium | DN200 |  | PolyGreen | [5 empty] | BS 1384 Class Medium
| MVAC | Chilled Water Pipe | Black Steel Pipe | Medium | DN250 |  | PolyGreen | [5 empty] | BS 1384 Class Medium
| MVAC | Chilled Water Pipe | Black Steel Pipe | Medium | DN450 |  | PolyGreen | [5 empty] | BS 1384 Class Medium
| MVAC | Valve & Fitting | Tee, Black Steel Pipe | Medium | DN15 |  | PolyGreen | [5 empty] | BS 1384 Class Medium
| MVAC | Valve & Fitting | Tee, Black Steel Pipe | Medium | DN20 |  | PolyGreen | [5 empty] | BS 1384 Class Medium
| MVAC | Valve & Fitting | Tee, Black Steel Pipe | Medium | DN25 |  | PolyGreen | [5 empty] | BS 1384 Class Medium
| MVAC | Valve & Fitting | Tee, Black Steel Pipe | Medium | DN32 |  | PolyGreen | [5 empty] | BS 1384 Class Medium
| MVAC | Valve & Fitting | Tee, Black Steel Pipe | Medium | DN40 |  | PolyGreen | [5 empty] | BS 1384 Class Medium
| MVAC | Valve & Fitting | Tee, Black Steel Pipe | Medium | DN50 |  | PolyGreen | [5 empty] | BS 1384 Class Medium
| MVAC | Valve & Fitting | Tee, Black Steel Pipe | Medium | DN65 |  | PolyGreen | [5 empty] | BS 1384 Class Medium
| MVAC | Valve & Fitting | Tee, Black Steel Pipe | Medium | DN80 |  | PolyGreen | [5 empty] | BS 1384 Class Medium
| MVAC | Valve & Fitting | Tee, Black Steel Pipe | Medium | DN100 |  | PolyGreen | [5 empty] | BS 1384 Class Medium
| MVAC | Valve & Fitting | Tee, Black Steel Pipe | Medium | DN150 |  | PolyGreen | [5 empty] | BS 1384 Class Medium
| MVAC | Valve & Fitting | Tee, Black Steel Pipe | Medium | DN250 |  | PolyGreen | [5 empty] | BS 1384 Class Medium
| MVAC | Valve & Fitting | Tee Reducer, Black Steel | Medium | DN20xDN15 |  | PolyGreen
| MVAC | Valve & Fitting | Tee Reducer, Black Steel | Medium | DN25xDN15 |  | PolyGreen
| MVAC | Valve & Fitting | Tee Reducer, Black Steel | Medium | DN25xDN20 |  | PolyGreen
| MVAC | Valve & Fitting | Tee Reducer, Black Steel | Medium | DN32xDN20 |  | PolyGreen
| MVAC | Valve & Fitting | Tee Reducer, Black Steel | Medium | DN32xDN25 |  | PolyGreen
| MVAC | Valve & Fitting | Tee Reducer, Black Steel | Medium | DN40xDN15 |  | PolyGreen
| MVAC | Valve & Fitting | Tee Reducer, Black Steel | Medium | DN40xDN20 |  | PolyGreen
| MVAC | Valve & Fitting | Tee Reducer, Black Steel | Medium | DN40xDN25 |  | PolyGreen
| MVAC | Valve & Fitting | Tee Reducer, Black Steel | Medium | DN50xDN15 |  | PolyGreen
| MVAC | Valve & Fitting | Tee Reducer, Black Steel | Medium | DN50xDN20 |  | PolyGreen
| MVAC | Valve & Fitting | Tee Reducer, Black Steel | Medium | DN50xDN25 |  | PolyGreen
| MVAC | Valve & Fitting | Tee Reducer, Black Steel | Medium | DN50xDN35 |  | PolyGreen
| MVAC | Valve & Fitting | Tee Reducer, Black Steel | Medium | DN50xDN40 |  | PolyGreen
| MVAC | Valve & Fitting | Tee Reducer, Black Steel | Medium | DN65xDN20 |  | PolyGreen
| MVAC | Valve & Fitting | Tee Reducer, Black Steel | Medium | DN65xDN25 |  | PolyGreen
| MVAC | Valve & Fitting | Tee Reducer, Black Steel | Medium | DN65xDN35 |  | PolyGreen
| MVAC | Valve & Fitting | Tee Reducer, Black Steel | Medium | DN65xDN40 |  | PolyGreen
| MVAC | Valve & Fitting | Tee Reducer, Black Steel | Medium | DN65xDN50 |  | PolyGreen
| MVAC | Valve & Fitting | Tee Reducer, Black Steel | Medium | DN80xDN25 |  | PolyGreen
| MVAC | Valve & Fitting | Tee Reducer, Black Steel | Medium | DN80xDN35 |  | PolyGreen
| MVAC | Valve & Fitting | Tee Reducer, Black Steel | Medium | DN80xDN40 |  | PolyGreen
| MVAC | Valve & Fitting | Tee Reducer, Black Steel | Medium | DN80xDN50 |  | PolyGreen
| MVAC | Valve & Fitting | Tee Reducer, Black Steel | Medium | DN80xDN65 |  | PolyGreen
| MVAC | Valve & Fitting | Tee Reducer, Black Steel | Medium | DN100xDN50 |  | PolyGreen
| MVAC | Valve & Fitting | Tee Reducer, Black Steel | Medium | DN100xDN65 |  | PolyGreen
| MVAC | Valve & Fitting | Tee Reducer, Black Steel | Medium | DN100xDN80 |  | PolyGreen
| MVAC | Valve & Fitting | Tee Reducer, Black Steel | Medium | DN125xDN65 |  | PolyGreen
| MVAC | Valve & Fitting | Tee Reducer, Black Steel | Medium | DN125xDN100 |  | PolyGreen
| MVAC | Valve & Fitting | Tee Reducer, Black Steel | Medium | DN150xDN65 |  | PolyGreen
| MVAC | Valve & Fitting | Tee Reducer, Black Steel | Medium | DN150xDN80 |  | PolyGreen
| MVAC | Valve & Fitting | Tee Reducer, Black Steel | Medium | DN150xDN100 |  | PolyGreen
| MVAC | Valve & Fitting | Tee Reducer, Black Steel | Medium | DN200xDN100 |  | PolyGreen
| MVAC | Valve & Fitting | Tee Reducer, Black Steel | Medium | DN250xDN100 |  | PolyGreen
| MVAC | Valve & Fitting | Tee Reducer, Black Steel | Medium | DN250xDN125 |  | PolyGreen
| MVAC | Valve & Fitting | Tee Reducer, Black Steel | Medium | DN300xDN125 |  | PolyGreen
| MVAC | Valve & Fitting | Tee Reducer, Black Steel | Medium | DN300xDN200 |  | PolyGreen
| MVAC | Valve & Fitting | Elbow 90°, Black Steel | Medium | DN15 |  | PolyGreen
| MVAC | Valve & Fitting | Elbow 90°, Black Steel | Medium | DN20 |  | PolyGreen
| MVAC | Valve & Fitting | Elbow 90°, Black Steel | Medium | DN25 |  | PolyGreen
| MVAC | Valve & Fitting | Elbow 90°, Black Steel | Medium | DN32 |  | PolyGreen
| MVAC | Valve & Fitting | Elbow 90°, Black Steel | Medium | DN40 |  | PolyGreen
| MVAC | Valve & Fitting | Elbow 90°, Black Steel | Medium | DN50 |  | PolyGreen
| MVAC | Valve & Fitting | Elbow 90°, Black Steel | Medium | DN65 |  | PolyGreen
| MVAC | Valve & Fitting | Elbow 90°, Black Steel | Medium | DN80 |  | PolyGreen
| MVAC | Valve & Fitting | Elbow 90°, Black Steel | Medium | DN100 |  | PolyGreen
| MVAC | Valve & Fitting | Elbow 90°, Black Steel | Medium | DN125 |  | PolyGreen
| MVAC | Valve & Fitting | Elbow 90°, Black Steel | Medium | DN150 |  | PolyGreen
| MVAC | Valve & Fitting | Elbow 90°, Black Steel | Medium | DN200 |  | PolyGreen
| MVAC | Valve & Fitting | Elbow 90°, Black Steel | Medium | DN250 |  | PolyGreen
| MVAC | Valve & Fitting | Elbow 90°, Black Steel | Medium | DN300 |  | PolyGreen
| MVAC | Valve & Fitting | Elbow 90°, Black Steel | Medium | 400mm |  | PolyGreen
| MVAC | Valve & Fitting | Elbow 90°, Black Steel | Medium | DN65 |  | PolyGreen
| MVAC | Valve & Fitting | Elbow 90°, Black Steel | Medium | DN80 |  | PolyGreen
| MVAC | Valve & Fitting | Concentric Reducer, Black Steel | Medium | DN20xDN15 |  | PolyGreen
| MVAC | Valve & Fitting | Concentric Reducer, Black Steel | Medium | DN25xDN15 |  | PolyGreen
| MVAC | Valve & Fitting | Concentric Reducer, Black Steel | Medium | DN25xDN20 |  | PolyGreen
| MVAC | Valve & Fitting | Concentric Reducer, Black Steel | Medium | DN32xDN20 |  | PolyGreen
| MVAC | Valve & Fitting | Concentric Reducer, Black Steel | Medium | DN32xDN25 |  | PolyGreen
| MVAC | Valve & Fitting | Concentric Reducer, Black Steel | Medium | DN40xDN20 |  | PolyGreen
| MVAC | Valve & Fitting | Concentric Reducer, Black Steel | Medium | DN40xDN25 |  | PolyGreen
| MVAC | Valve & Fitting | Concentric Reducer, Black Steel | Medium | DN40xDN32 |  | PolyGreen
| MVAC | Valve & Fitting | Concentric Reducer, Black Steel | Medium | DN50xDN25 |  | PolyGreen
| MVAC | Valve & Fitting | Concentric Reducer, Black Steel | Medium | DN50xDN32 |  | PolyGreen
| MVAC | Valve & Fitting | Concentric Reducer, Black Steel | Medium | DN50xDN40 |  | PolyGreen
| MVAC | Valve & Fitting | Concentric Reducer, Black Steel | Medium | DN65xDN20 |  | PolyGreen
| MVAC | Valve & Fitting | Concentric Reducer, Black Steel | Medium | DN65xDN25 |  | PolyGreen
| MVAC | Valve & Fitting | Concentric Reducer, Black Steel | Medium | DN65xDN32 |  | PolyGreen
| MVAC | Valve & Fitting | Concentric Reducer, Black Steel | Medium | DN65xDN40 |  | PolyGreen
| MVAC | Valve & Fitting | Concentric Reducer, Black Steel | Medium | DN65xDN50 |  | PolyGreen
| MVAC | Valve & Fitting | Concentric Reducer, Black Steel | Medium | DN80xDN32 |  | PolyGreen
| MVAC | Valve & Fitting | Concentric Reducer, Black Steel | Medium | DN80xDN40 |  | PolyGreen
| MVAC | Valve & Fitting | Concentric Reducer, Black Steel | Medium | DN80xDN50 |  | PolyGreen
| MVAC | Valve & Fitting | Concentric Reducer, Black Steel | Medium | DN80xDN65 |  | PolyGreen
| MVAC | Valve & Fitting | Concentric Reducer, Black Steel | Medium | DN100xDN50 |  | PolyGreen
| MVAC | Valve & Fitting | Concentric Reducer, Black Steel | Medium | DN100xDN65 |  | PolyGreen
| MVAC | Valve & Fitting | Concentric Reducer, Black Steel | Medium | DN100xDN80 |  | PolyGreen
| MVAC | Valve & Fitting | Concentric Reducer, Black Steel | Medium | DN125xDN80 |  | PolyGreen
| MVAC | Valve & Fitting | Concentric Reducer, Black Steel | Medium | DN25xDN100 |  | PolyGreen
| MVAC | Valve & Fitting | Concentric Reducer, Black Steel | Medium | DN200xDN125 |  | PolyGreen
| MVAC | Valve & Fitting | Concentric Reducer, Black Steel | Medium | DN200xDN150 |  | PolyGreen
| MVAC | Valve & Fitting | Concentric Reducer, Black Steel | Medium | DN250xDN150 |  | PolyGreen
Valve & Fitting
| MVAC | Valve & Fitting | Flange, Black Steel |  | DN35 |  | PolyGreen
| MVAC | Valve & Fitting | Flange, Black Steel |  | DN50 |  | PolyGreen
| MVAC | Valve & Fitting | Flange, Black Steel |  | DN65 |  | PolyGreen
| MVAC | Valve & Fitting | Flange, Black Steel |  | DN80 |  | PolyGreen
| MVAC | Valve & Fitting | Flange, Black Steel |  | DN100 |  | PolyGreen
| MVAC | Valve & Fitting | Flange, Black Steel |  | DN125 |  | PolyGreen
| MVAC | Valve & Fitting | Flange, Black Steel |  | DN150 |  | PolyGreen
| MVAC | Valve & Fitting | Flange, Black Steel |  | DN250 |  | PolyGreen
| MVAC | Valve & Fitting | Blind Flange, Black Steel |  | DN65 |  | PolyGreen
| MVAC | Valve & Fitting | Blind Flange, Black Steel |  | DN80 |  | PolyGreen
| MVAC | Valve & Fitting | Blind Flange, Black Steel |  | DN100 |  | PolyGreen
| MVAC | Valve & Fitting | Blind Flange, Black Steel |  | DN125 |  | PolyGreen
| MVAC | Valve & Fitting | Blind Flange, Black Steel |  | DN150 |  | PolyGreen
| MVAC | Valve & Fitting | Blind Flange, Black Steel |  | DN200 |  | PolyGreen
| MVAC | Valve & Fitting | Female Thread Coupling, Black Steel |  | DN15 |  | PolyGreen
| MVAC | Valve & Fitting | Female Thread Coupling, Black Steel |  | DN20 |  | PolyGreen
| MVAC | Valve & Fitting | Female Thread Coupling, Black Steel |  | DN25 |  | PolyGreen
| MVAC | Valve & Fitting | Female Thread Coupling, Black Steel |  | DN32 |  | PolyGreen
| MVAC | Valve & Fitting | Female Thread Coupling, Black Steel |  | DN50 |  | PolyGreen
| MVAC | Valve & Fitting | Female Thread Reducer Elbow, Black Steel |  | DN25xDN18
| MVAC | Valve & Fitting | Female Thread Elbow 90°, Black Steel |  | DN15
| MVAC | Valve & Fitting | Female Thread Elbow 90°, Black Steel |  | DN20
| MVAC | Valve & Fitting | Female Thread Elbow 90°, Black Steel |  | DN25
| MVAC | Valve & Fitting | Female Thread Elbow 90°, Black Steel |  | DN32
| MVAC | Valve & Fitting | Female Thread Elbow 90°, Black Steel |  | DN40
| MVAC | Valve & Fitting | Female Thread Elbow 90°, Black Steel |  | DN50
| MVAC | Valve & Fitting | Female Thread Elbow 90°, Black Steel |  | DN65
| MVAC | Valve & Fitting | Female Thread Elbow 90°, Black Steel |  | DN80
| MVAC | Valve & Fitting | Female Thread Elbow 45°, Black Steel |  | DN25
| MVAC | Valve & Fitting | Female Thread Elbow 45°, Black Steel |  | DN32
| MVAC | Valve & Fitting | Female Thread Elbow 45°, Black Steel |  | DN65
| MVAC | Valve & Fitting | Female Thread Tee, Black Steel |  | DN15
| MVAC | Valve & Fitting | Female Thread Tee, Black Steel |  | DN20
| MVAC | Valve & Fitting | Female Thread Tee, Black Steel |  | DN25
| MVAC | Valve & Fitting | Female Thread Tee, Black Steel |  | DN32
| MVAC | Valve & Fitting | Female Thread Tee, Black Steel |  | DN40
| MVAC | Valve & Fitting | Female Thread Tee, Black Steel |  | DN50
| MVAC | Valve & Fitting | Female Thread Reducer Tee, Black Steel |  | DN25xDN18
| MVAC | Valve & Fitting | Female Thread Reducer Tee, Black Steel |  | DN25xDN20
| MVAC | Valve & Fitting | Female Thread Reducer Tee, Black Steel |  | DN32xDN25
| MVAC | Valve & Fitting | Female Thread Reducer Tee, Black Steel |  | DN40xDN32
| MVAC | Valve & Fitting | Female Thread Reducer Tee, Black Steel |  | DN50xDN25
| MVAC | Valve & Fitting | Female Thread Reducer, Black Steel |  | DN20xDN15
| MVAC | Valve & Fitting | Female Thread Reducer, Black Steel |  | DN25xDN20
| MVAC | Valve & Fitting | Female Thread Reducer, Black Steel |  | DN32xDN20
| MVAC | Valve & Fitting | Female Thread Reducer, Black Steel |  | DN32xDN25
| MVAC | Valve & Fitting | Female Thread Reducer, Black Steel |  | DN40xDN25
| MVAC | Valve & Fitting | Female Thread Reducer, Black Steel |  | DN50xDN25
| MVAC | Valve & Fitting | Female Thread Reducer, Black Steel |  | DN50xDN32
| MVAC | Valve & Fitting | Female Thread Reducer, Black Steel |  | DN50xDN40
| MVAC | Valve & Fitting | Union, Black Steel |  | DN18
| MVAC | Valve & Fitting | Union, Black Steel |  | DN20
| MVAC | Valve & Fitting | Union, Black Steel |  | DN25
| MVAC | Valve & Fitting | Union, Black Steel |  | DN32
| MVAC | Valve & Fitting | Union, Black Steel |  | DN40
| MVAC | Valve & Fitting | Union, Black Steel |  | DN50
| MVAC | Valve & Fitting | Union, Black Steel |  | DN65
| MVAC | Valve & Fitting | Union, Black Steel |  | DN25
| MVAC | Valve & Fitting | Union, Black Steel |  | DN40
| MVAC | Valve & Fitting | Union, Black Steel |  | DN50
| MVAC | Valve & Fitting | Union, Black Steel |  | DN65
| MVAC | Valve & Fitting | Reducer Bushing, Black Steel |  | DN20xDN15
| MVAC | Valve & Fitting | Reducer Bushing, Black Steel |  | DN25xDN20
| MVAC | Valve & Fitting | Female End Cap, Black Steel |  | DN15
| MVAC | Valve & Fitting | Female End Cap, Black Steel |  | DN20
| MVAC | Valve & Fitting | Female End Cap, Black Steel |  | DN25
| MVAC | Valve & Fitting | Female End Cap, Black Steel |  | DN32
| MVAC | Valve & Fitting | Female End Cap, Black Steel |  | DN40
| MVAC | Valve & Fitting | Male End Cap, Black Steel |  | DN25
| MVAC | Condenser Water Pipe | Galvanized Steel Pipe |  | DN15 |  | Youfa
| MVAC | Condenser Water Pipe | Galvanized Steel Pipe |  | DN20 |  | Youfa
| MVAC | Condenser Water Pipe | Galvanized Steel Pipe |  | DN32 |  | Youfa
| MVAC | Condenser Water Pipe | Galvanized Steel Pipe |  | DN40 |  | Youfa
| MVAC | Condenser Water Pipe | Galvanized Steel Pipe |  | DN50 |  | Youfa
| MVAC | Condenser Water Pipe | Galvanized Steel Pipe |  | DN65 |  | Youfa
| MVAC | Condenser Water Pipe | Galvanized Steel Pipe |  | DN80 |  | Youfa
| MVAC | Condenser Water Pipe | Galvanized Steel Pipe |  | DN100 |  | Youfa
| MVAC | Condenser Water Pipe | Galvanized Steel Pipe |  | DN125 |  | Youfa
| MVAC | Condenser Water Pipe | Galvanized Steel Pipe |  | DN150 |  | Youfa
| MVAC | Condenser Water Pipe | Galvanized Steel Pipe |  | DN200 |  | Youfa
| MVAC | Condenser Water Pipe | Galvanized Steel Pipe |  | DN250 |  | Youfa
| MVAC | Valve & Fitting | Tee, Galvanized Steel |  | DN15 |  | Youfa
| MVAC | Valve & Fitting | Tee, Galvanized Steel |  | DN20 |  | Youfa
| MVAC | Valve & Fitting | Tee, Galvanized Steel |  | DN25 |  | Youfa
| MVAC | Valve & Fitting | Tee, Galvanized Steel |  | DN32 |  | Youfa
| MVAC | Valve & Fitting | Tee, Galvanized Steel |  | DN40 |  | Youfa
| MVAC | Valve & Fitting | Tee, Galvanized Steel |  | DN50 |  | Youfa
| MVAC | Valve & Fitting | Tee, Galvanized Steel |  | DN80 |  | Youfa
| MVAC | Valve & Fitting | Tee, Galvanized Steel |  | DN100 |  | Youfa
| MVAC | Valve & Fitting | Tee, Galvanized Steel |  | DN250 |  | Youfa
| MVAC | Valve & Fitting | Reducer Tee, Galvanized Steel |  | DN20xDN15 |  | Youfa
| MVAC | Valve & Fitting | Reducer Tee, Galvanized Steel |  | DN25xDN15 |  | Youfa
| MVAC | Valve & Fitting | Reducer Tee, Galvanized Steel |  | DN25xDN20 |  | Youfa
| MVAC | Valve & Fitting | Reducer Tee, Galvanized Steel |  | DN32xDN15 |  | Youfa
| MVAC | Valve & Fitting | Reducer Tee, Galvanized Steel |  | DN35xDN20 |  | Youfa
| MVAC | Valve & Fitting | Reducer Tee, Galvanized Steel |  | DN35xDN25 |  | Youfa
| MVAC | Valve & Fitting | Reducer Tee, Galvanized Steel |  | DN40xDN15 |  | Youfa
| MVAC | Valve & Fitting | Reducer Tee, Galvanized Steel |  | DN40xDN25 |  | Youfa
| MVAC | Valve & Fitting | Reducer Tee, Galvanized Steel |  | DN50xDN15 |  | Youfa
| MVAC | Valve & Fitting | Reducer Tee, Galvanized Steel |  | DN50xDN20 |  | Youfa
| MVAC | Valve & Fitting | Reducer Tee, Galvanized Steel |  | DN50xDN40 |  | Youfa
| MVAC | Valve & Fitting | Reducer Tee, Galvanized Steel |  | DN65xDN20 |  | Youfa
| MVAC | Valve & Fitting | Reducer Tee, Galvanized Steel |  | DN65xDN32 |  | Youfa
| MVAC | Valve & Fitting | Reducer Tee, Galvanized Steel |  | DN65xDN40 |  | Youfa
| MVAC | Valve & Fitting | Reducer Tee, Galvanized Steel |  | DN65xDN50 |  | Youfa
| MVAC | Valve & Fitting | Reducer Tee, Galvanized Steel |  | DN80xDN50 |  | Youfa
| MVAC | Valve & Fitting | Reducer Tee, Galvanized Steel |  | DN100xDN25 |  | Youfa
| MVAC | Valve & Fitting | Reducer Tee, Galvanized Steel |  | DN100xDN50 |  | Youfa
| MVAC | Valve & Fitting | Elbow 90°, Galvanized Steel |  | DN18 |  | Youfa
| MVAC | Valve & Fitting | Elbow 90°, Galvanized Steel |  | DN20 |  | Youfa
| MVAC | Valve & Fitting | Elbow 90°, Galvanized Steel |  | DN25 |  | Youfa
| MVAC | Valve & Fitting | Elbow 90°, Galvanized Steel |  | DN32 |  | Youfa
| MVAC | Valve & Fitting | Elbow 90°, Galvanized Steel |  | DN40 |  | Youfa
| MVAC | Valve & Fitting | Elbow 90°, Galvanized Steel |  | DN50 |  | Youfa
| MVAC | Valve & Fitting | Elbow 90°, Galvanized Steel |  | DN65 |  | Youfa
| MVAC | Valve & Fitting | Elbow 90°, Galvanized Steel |  | DN80 |  | Youfa
| MVAC | Valve & Fitting | Elbow 90°, Galvanized Steel |  | DN100 |  | Youfa
| MVAC | Valve & Fitting | Elbow 90°, Galvanized Steel |  | DN150 |  | Youfa
| MVAC | Valve & Fitting | Elbow 90°, Galvanized Steel |  | DN250 |  | Youfa
| MVAC | Valve & Fitting | Elbow 45°, Galvanized Steel |  | DN20 |  | Youfa
| MVAC | Valve & Fitting | Elbow 45°, Galvanized Steel |  | DN25 |  | Youfa
| MVAC | Valve & Fitting | Concentric Reducer, Galvanized Steel |  | DN25xDN15 |  | Youfa
| MVAC | Valve & Fitting | Concentric Reducer, Galvanized Steel |  | DN35xDN15 |  | Youfa
| MVAC | Valve & Fitting | Concentric Reducer, Galvanized Steel |  | DN35xDN20 |  | Youfa
| MVAC | Valve & Fitting | Concentric Reducer, Galvanized Steel |  | DN35xDN25 |  | Youfa
| MVAC | Valve & Fitting | Concentric Reducer, Galvanized Steel |  | DN40xDN15 |  | Youfa
| MVAC | Valve & Fitting | Concentric Reducer, Galvanized Steel |  | DN40xDN25 |  | Youfa
| MVAC | Valve & Fitting | Concentric Reducer, Galvanized Steel |  | DN40xDN35 |  | Youfa
| MVAC | Valve & Fitting | Concentric Reducer, Galvanized Steel |  | DN50xDN25 |  | Youfa
| MVAC | Valve & Fitting | Concentric Reducer, Galvanized Steel |  | DN50xDN32 |  | Youfa
| MVAC | Valve & Fitting | Concentric Reducer, Galvanized Steel |  | DN50xDN40 |  | Youfa
| MVAC | Valve & Fitting | Concentric Reducer, Galvanized Steel |  | DN100xDN80 |  | Youfa
| MVAC | Valve & Fitting | Concentric Reducer, Galvanized Steel |  | DN125xDN100 |  | Youfa
| MVAC | Valve & Fitting | Female Thread Coupling, Galvanized Steel |  | DN15 |  | Youfa
| MVAC | Valve & Fitting | Female Thread Coupling, Galvanized Steel |  | DN20 |  | Youfa
| MVAC | Valve & Fitting | Female Thread Coupling, Galvanized Steel |  | DN25 |  | Youfa
| MVAC | Valve & Fitting | Female Thread Coupling, Galvanized Steel |  | DN32 |  | Youfa
| MVAC | Valve & Fitting | Female Thread Coupling, Galvanized Steel |  | DN40 |  | Youfa
| MVAC | Valve & Fitting | Female Thread Coupling, Galvanized Steel |  | DN50 |  | Youfa
| MVAC | Valve & Fitting | Female Thread Coupling, Galvanized Steel |  | DN65 |  | Youfa
| MVAC | Valve & Fitting | Female Thread Coupling, Galvanized Steel |  | DN80 |  | Youfa
| MVAC | Valve & Fitting | Female Thread Coupling, Galvanized Steel |  | DN100 |  | Youfa
| MVAC | Valve & Fitting | Female Thread Reducer Elbow, Galvanized Steel |  | DN32xDN15 |  | Youfa
| MVAC | Valve & Fitting | Female Thread Elbow 90°, Galvanized Steel |  | DN15 |  | Youfa
| MVAC | Valve & Fitting | Female Thread Elbow 90°, Galvanized Steel |  | DN20 |  | Youfa
| MVAC | Valve & Fitting | Female Thread Elbow 90°, Galvanized Steel |  | DN25 |  | Youfa
| MVAC | Valve & Fitting | Female Thread Elbow 90°, Galvanized Steel |  | DN32 |  | Youfa
| MVAC | Valve & Fitting | Female Thread Elbow 90°, Galvanized Steel |  | DN40 |  | Youfa
| MVAC | Valve & Fitting | Female Thread Elbow 90°, Galvanized Steel |  | DN50 |  | Youfa
| MVAC | Valve & Fitting | Female Thread Elbow 90°, Galvanized Steel |  | DN65 |  | Youfa
| MVAC | Valve & Fitting | Female Thread Elbow 90°, Galvanized Steel |  | DN80 |  | Youfa
| MVAC | Valve & Fitting | Female Thread Elbow 45°, Galvanized Steel |  | DN15 |  | Youfa
| MVAC | Valve & Fitting | Female Thread Elbow 45°, Galvanized Steel |  | DN25 |  | Youfa
| MVAC | Valve & Fitting | Female Thread Elbow 45°, Galvanized Steel |  | DN32 |  | Youfa
| MVAC | Valve & Fitting | Female Thread Elbow 45°, Galvanized Steel |  | DN40 |  | Youfa
| MVAC | Valve & Fitting | Female Thread Elbow 45°, Galvanized Steel |  | DN50 |  | Youfa
| MVAC | Valve & Fitting | Female Thread Reducer, Galvanized Steel |  | DN20xDN18 |  | Youfa
| MVAC | Valve & Fitting | Female Thread Reducer, Galvanized Steel |  | DN25xDN18 |  | Youfa
| MVAC | Valve & Fitting | Female Thread Reducer, Galvanized Steel |  | DN25xDN20 |  | Youfa
| MVAC | Valve & Fitting | Female Thread Reducer, Galvanized Steel |  | DN32xDN18 |  | Youfa
| MVAC | Valve & Fitting | Female Thread Reducer, Galvanized Steel |  | DN32xDN20 |  | Youfa
| MVAC | Valve & Fitting | Female Thread Reducer, Galvanized Steel |  | DN32xDN25 |  | Youfa
| MVAC | Valve & Fitting | Female Thread Reducer, Galvanized Steel |  | DN40xDN18 |  | Youfa
| MVAC | Valve & Fitting | Female Thread Reducer, Galvanized Steel |  | DN40xDN20 |  | Youfa
| MVAC | Valve & Fitting | Female Thread Reducer, Galvanized Steel |  | DN40xDN25 |  | Youfa
| MVAC | Valve & Fitting | Female Thread Reducer, Galvanized Steel |  | DN40xDN32 |  | Youfa
| MVAC | Valve & Fitting | Female Thread Reducer, Galvanized Steel |  | DN50xDN15 |  | Youfa
| MVAC | Valve & Fitting | Female Thread Reducer, Galvanized Steel |  | DN50xDN25 |  | Youfa
| MVAC | Valve & Fitting | Female Thread Reducer, Galvanized Steel |  | DN50xDN35 |  | Youfa
| MVAC | Valve & Fitting | Female Thread Reducer, Galvanized Steel |  | DN50xDN40 |  | Youfa
| MVAC | Valve & Fitting | Female Thread Reducer, Galvanized Steel |  | DN65xDN25 |  | Youfa
| MVAC | Valve & Fitting | Female Thread Reducer, Galvanized Steel |  | DN65xDN50 |  | Youfa
| MVAC | Valve & Fitting | Female Thread Reducer, Galvanized Steel |  | DN100xDN65 |  | Youfa
| MVAC | Valve & Fitting | Female Thread Tee, Galvanized Steel |  | DN15 |  | Youfa
| MVAC | Valve & Fitting | Female Thread Tee, Galvanized Steel |  | DN20 |  | Youfa
| MVAC | Valve & Fitting | Female Thread Tee, Galvanized Steel |  | DN25 |  | Youfa
| MVAC | Valve & Fitting | Female Thread Tee, Galvanized Steel |  | DN32 |  | Youfa
| MVAC | Valve & Fitting | Female Thread Tee, Galvanized Steel |  | DN40 |  | Youfa
| MVAC | Valve & Fitting | Female Thread Tee, Galvanized Steel |  | DN50 |  | Youfa
| MVAC | Valve & Fitting | Female Thread Tee, Galvanized Steel |  | DN80 |  | Youfa
| MVAC | Valve & Fitting | Female Thread Tee, Galvanized Steel |  | DN100 |  | Youfa
| MVAC | Valve & Fitting | Female Thread Reducer Tee, Galvanized Steel |  | DN20xDN18 |  | Youfa
| MVAC | Valve & Fitting | Female Thread Reducer Tee, Galvanized Steel |  | DN25xDN18 |  | Youfa
| MVAC | Valve & Fitting | Female Thread Reducer Tee, Galvanized Steel |  | DN25xDN20 |  | Youfa
| MVAC | Valve & Fitting | Female Thread Reducer Tee, Galvanized Steel |  | DN32xDN18 |  | Youfa
| MVAC | Valve & Fitting | Female Thread Reducer Tee, Galvanized Steel |  | DN32xDN20 |  | Youfa
| MVAC | Valve & Fitting | Female Thread Reducer Tee, Galvanized Steel |  | DN32xDN25 |  | Youfa
| MVAC | Valve & Fitting | Female Thread Reducer Tee, Galvanized Steel |  | DN40xDN18 |  | Youfa
| MVAC | Valve & Fitting | Female Thread Reducer Tee, Galvanized Steel |  | DN40xDN25 |  | Youfa
| MVAC | Valve & Fitting | Female Thread Reducer Tee, Galvanized Steel |  | DN40xDN32 |  | Youfa
| MVAC | Valve & Fitting | Female Thread Reducer Tee, Galvanized Steel |  | DN50xDN20 |  | Youfa
| MVAC | Valve & Fitting | Female Thread Reducer Tee, Galvanized Steel |  | DN50xDN25 |  | Youfa
| MVAC | Valve & Fitting | Female Thread Reducer Tee, Galvanized Steel |  | DN50xDN32 |  | Youfa
| MVAC | Valve & Fitting | Female Thread Reducer Tee, Galvanized Steel |  | DN50xDN40 |  | Youfa
| MVAC | Valve & Fitting | Female Thread Reducer Tee, Galvanized Steel |  | DN65xDN20 |  | Youfa
| MVAC | Valve & Fitting | Female Thread Reducer Tee, Galvanized Steel |  | DN65xDN25 |  | Youfa
| MVAC | Valve & Fitting | Female Thread Reducer Tee, Galvanized Steel |  | DN65xDN32 |  | Youfa
| MVAC | Valve & Fitting | Female Thread Reducer Tee, Galvanized Steel |  | DN65xDN40 |  | Youfa
| MVAC | Valve & Fitting | Reducer Bushing, Galvanized Steel |  | DN50xDN40 |  | Youfa
| MVAC | Valve & Fitting | Reducer Bushing, Galvanized Steel |  | DN80xDN40 |  | Youfa
| MVAC | Valve & Fitting | Reducer Bushing, Galvanized Steel |  | DN80xDN65 |  | Youfa
| MVAC | Valve & Fitting | Reducer Bushing, Galvanized Steel |  | DN100xDN65 |  | Youfa
| MVAC | Valve & Fitting | Reducer Bushing, Galvanized Steel |  | DN100xDN80 |  | Youfa
| MVAC | Valve & Fitting | Nipple, Galvanized Steel |  | DN18 |  | Youfa
| MVAC | Valve & Fitting | Nipple, Galvanized Steel |  | DN25 |  | Youfa
| MVAC | Valve & Fitting | Nipple, Galvanized Steel |  | DN32 |  | Youfa
| MVAC | Valve & Fitting | Nipple, Galvanized Steel |  | DN40 |  | Youfa
| MVAC | Valve & Fitting | Nipple, Galvanized Steel |  | DN50 |  | Youfa
| MVAC | Valve & Fitting | Union, Galvanized Steel |  | DN18 |  | Youfa
| MVAC | Valve & Fitting | Union, Galvanized Steel |  | DN20 |  | Youfa
| MVAC | Valve & Fitting | Union, Galvanized Steel |  | DN25 |  | Youfa
| MVAC | Valve & Fitting | Union, Galvanized Steel |  | DN40 |  | Youfa
| MVAC | Valve & Fitting | Thread End Cap, Galvanized Steel |  | DN18 |  | Youfa
| MVAC | Valve & Fitting | Thread End Cap, Galvanized Steel |  | DN25 |  | Youfa
| MVAC | Valve & Fitting | Thread End Cap, Galvanized Steel |  | DN32 |  | Youfa
| MVAC | Valve & Fitting | Thread End Cap, Galvanized Steel |  | DN40 |  | Youfa
| MVAC | Valve & Fitting | Thread End Cap, Galvanized Steel |  | DN50 |  | Youfa
| MVAC | Valve & Fitting | Thread End Cap, Galvanized Steel |  | DN15 |  | Youfa
| MVAC | Valve & Fitting | Thread End Cap, Galvanized Steel |  | DN50 |  | Youfa
| MVAC | Stainless Steel Pipe |  |  | DN15
| MVAC | Stainless Steel Pipe |  |  | DN20
| MVAC | Stainless Steel Pipe |  |  | DN25
| MVAC | Stainless Steel Pipe |  |  | 26.67mm
| MVAC | Stainless Steel Pipe |  |  | DN40
| MVAC | Stainless Steel Pipe |  |  | 48.26mm
| MVAC | Stainless Steel Pipe |  |  | 60.5mm
| MVAC | Stainless Steel Pipe |  |  | 101.6mm
| MVAC | Stainless Steel Pipe |  |  | DN150
| MVAC | Valve & Fitting | Elbow 90°, Stainless Steel |  | DN20
| MVAC | Valve & Fitting | Elbow 90°, Stainless Steel |  | DN25
| MVAC | Valve & Fitting | Elbow 90°, Stainless Steel |  | DN40
| MVAC | Valve & Fitting | Elbow 90°, Stainless Steel |  | DN100
| MVAC | Valve & Fitting | Tee, Stainless Steel |  | DN15
| MVAC | Valve & Fitting | Tee, Stainless Steel |  | DN35
| MVAC | Valve & Fitting | Tee, Stainless Steel |  | DN40
| MVAC | Valve & Fitting | Stainless Steel Reducer Tee, Stainless Steel |  | DN35xDN20
| MVAC | Valve & Fitting | Concentric Reducer, Stainless Steel |  | DN25xDN20
| MVAC | Valve & Fitting | Concentric Reducer, Stainless Steel |  | DN35xDN20
| MVAC | Valve & Fitting | Concentric Reducer, Stainless Steel |  | DN40xDN25
| MVAC | Valve & Fitting | Concentric Reducer, Stainless Steel |  | DN40xDN35
| MVAC | Valve & Fitting | Flange, Stainless Steel |  | DN40
| MVAC | Valve & Fitting | Flange, Stainless Steel |  | DN100
| MVAC | Valve & Fitting | Blind Flange, Stainless Steel |  | DN100
| MVAC | Valve & Fitting | Female Socket, Stainless Steel |  | DN50
| MVAC | Valve & Fitting | Female Thread Elbow, Stainless Steel |  | DN15
| MVAC | Valve & Fitting | Female Thread Elbow, Stainless Steel |  | DN20
| MVAC | Valve & Fitting | Female Thread Elbow, Stainless Steel |  | DN40
| MVAC | Valve & Fitting | Female Thread Elbow, Stainless Steel |  | DN50
| MVAC | Valve & Fitting | Female Thread Tee, Stainless Steel |  | DN15
| MVAC | Valve & Fitting | Nipple, Stainless Steel |  | DN50
| MVAC | Valve & Fitting | Union, Stainless Steel |  | DN25
| MVAC | Valve & Fitting | Union, Stainless Steel |  | DN40
| MVAC | Valve & Fitting | Union, Stainless Steel |  | DN50
| MVAC | Valve & Fitting | Rubber Gasket, Stainless Steel |  | DN50
| MVAC | Valve & Fitting | Rubber Gasket, Stainless Steel |  | DN65
| MVAC | Valve & Fitting | Rubber Gasket, Stainless Steel |  | DN80
| MVAC | Valve & Fitting | Rubber Gasket, Stainless Steel |  | DN100
| MVAC | Valve & Fitting | Rubber Gasket, Stainless Steel |  | DN125
| MVAC | Valve & Fitting | Rubber Gasket, Stainless Steel |  | DN150
| MVAC | Valve & Fitting | Rubber Gasket, Stainless Steel |  | DN200
| MVAC | Valve & Fitting | Rubber Gasket, Stainless Steel |  | DN250
| MVAC | Valve & Fitting | Gate Valve, Copper |  | DN18
| MVAC | Valve & Fitting | Gate Valve, Copper |  | DN20
| MVAC | Valve & Fitting | Gate Valve, Copper |  | DN25
| MVAC | Valve & Fitting | Gate Valve, Copper |  | DN35
| MVAC | Valve & Fitting | Gate Valve, Copper |  | DN40
| MVAC | Valve & Fitting | Gate Valve, Copper |  | DN50
| MVAC | Valve & Fitting | Ball Valve, Copper |  | DN10
| MVAC | Valve & Fitting | Ball Valve, Copper |  | DN20
| MVAC | Valve & Fitting | Ball Valve, Copper |  | DN25
| MVAC | Valve & Fitting | Ball Valve, Copper |  | DN35
| MVAC | Valve & Fitting | Ball Valve, Copper |  | DN40
| MVAC | Valve & Fitting | Ball Valve, Copper |  | DN50
| MVAC | Valve & Fitting | Ball Valve, Steel |  | DN20
| MVAC | Valve & Fitting | Ball Valve, Steel |  | DN25
| MVAC | Valve & Fitting | Ball Valve, Steel |  | DN35
| MVAC | Valve & Fitting | Ball Valve, Steel |  | DN40
| MVAC | Valve & Fitting | Male/Male Ball Valve |  | DN18 |  | ANA
| MVAC | Valve & Fitting | Swing Check Valve, Copper |  | DN20
| MVAC | Valve & Fitting | Swing Check Valve, Copper |  | DN25
| MVAC | Valve & Fitting | Swing Check Valve, Copper |  | DN35
| MVAC | Valve & Fitting | Y-Strainer, Copper |  | DN18
| MVAC | Valve & Fitting | Y-Strainer, Copper |  | DN20
| MVAC | Valve & Fitting | Y-Strainer, Copper |  | DN25
| MVAC | Valve & Fitting | Y-Strainer, Copper |  | DN35
| MVAC | Valve & Fitting | Y-Strainer, Copper |  | DN40
| MVAC | Valve & Fitting | Y-Strainer, Copper |  | DN50
| MVAC | Valve & Fitting | Balancing Valve, Copper |  | DN15
| MVAC | Valve & Fitting | Balancing Valve, Copper |  | DN20
| MVAC | Valve & Fitting | Balancing Valve, Copper |  | DN25
| MVAC | Valve & Fitting | Balancing Valve, Copper |  | DN32
| MVAC | Valve & Fitting | Balancing Valve, Copper |  | DN40
| MVAC | Valve & Fitting | Balancing Valve, Copper |  | DN50
| MVAC | Valve & Fitting | 2-Way Motorized Valve |  | DN15
| MVAC | Valve & Fitting | 2-Way Motorized Valve |  | DN20
| MVAC | Valve & Fitting | 2-Way Motorized Valve |  | DN25
| MVAC | Valve & Fitting | 2-Way Motorized Ball Valve |  | DN32
| MVAC | Valve & Fitting | 2-Way Motorized Ball Valve |  | DN40
| MVAC | Valve & Fitting | Ball Float Valve |  | DN40
| MVAC | Valve & Fitting | Ball Float Valve |  | DN50
| MVAC | Valve & Fitting | Ball Float Valve |  | DN100
| MVAC | Valve & Fitting | Pressure Reducing Valve |  | DN50
| MVAC | Valve & Fitting | Copper Automatic Air Vent |  | DN15
| MVAC | Valve & Fitting | Automatic Air Vent | White | DN15
| MVAC | Valve & Fitting | Balancing Valve |  | DN65 | [7 empty] | with Flange
| MVAC | Valve & Fitting | Balancing Valve |  | DN80 | [7 empty] | with Flange
| MVAC | Valve & Fitting | Balancing Valve |  | DN100 | [7 empty] | with Flange
| MVAC | Valve & Fitting | Balancing Valve |  | DN125 | [7 empty] | with Flange
| MVAC | Valve & Fitting | Balancing Valve |  | DN200 | [7 empty] | with Flange
| MVAC | Valve & Fitting | Pressure Relief Valve |  | DN65 | [7 empty] | with Flange
| MVAC | Valve & Fitting | Gate Valve |  | DN65
| MVAC | Valve & Fitting | Gate Valve |  | DN80
| MVAC | Valve & Fitting | Gate Valve |  | DN100
| MVAC | Valve & Fitting | Gate Valve |  | DN150
| MVAC | Valve & Fitting | Fire Main Gate Valve |  | DN65
| MVAC | Valve & Fitting | Fire Main Gate Valve |  | DN100
| MVAC | Valve & Fitting | Fire Main Gate Valve |  | DN125
| MVAC | Valve & Fitting | Fire Main Gate Valve |  | DN150
| MVAC | Valve & Fitting | Batterfly Valve |  | DN65
| MVAC | Valve & Fitting | Batterfly Valve |  | DN80
| MVAC | Valve & Fitting | Batterfly Valve |  | DN100
| MVAC | Valve & Fitting | Batterfly Valve |  | DN125
| MVAC | Valve & Fitting | Batterfly Valve |  | DN150
| MVAC | Valve & Fitting | Batterfly Valve |  | DN200 | [7 empty] | with Gear Operator
| MVAC | Valve & Fitting | Batterfly Valve |  | DN250 | [7 empty] | with Gear Operator
| MVAC | Valve & Fitting | Batterfly Valve |  | DN300 | [7 empty] | with Gear Operator
| MVAC | Valve & Fitting | Foot Valve |  | DN50
| MVAC | Valve & Fitting | Foot Valve |  | DN65
| MVAC | Valve & Fitting | Foot Valve |  | DN80
| MVAC | Valve & Fitting | Foot Valve |  | DN125
| MVAC | Valve & Fitting | Y-Strainer |  | DN65
| MVAC | Valve & Fitting | Y-Strainer |  | DN80
| MVAC | Valve & Fitting | Y-Strainer |  | DN100
| MVAC | Valve & Fitting | Y-Strainer |  | DN125
| MVAC | Valve & Fitting | Y-Strainer |  | DN150
| MVAC | Valve & Fitting | Y-Strainer |  | DN200
| MVAC | Valve & Fitting | Swing Check Valve Flange End |  | DN65
| MVAC | Valve & Fitting | Swing Check Valve Flange End |  | DN80
| MVAC | Valve & Fitting | Water Swing Check Valve |  | DN65
| MVAC | Valve & Fitting | Water Swing Check Valve |  | DN80
| MVAC | Valve & Fitting | Water Swing Check Valve |  | DN100
| MVAC | Valve & Fitting | Automatic Air Vent |  | DN15
| MVAC | Valve & Fitting | Automatic Air Vent |  | DN20
| MVAC | Valve & Fitting | Automatic Air Vent |  | DN25
| MVAC | Valve & Fitting | Rubber Flexible Joint |  | DN50 | [7 empty] | with Flange
| MVAC | Valve & Fitting | Rubber Flexible Joint |  | DN65 | [7 empty] | with Flange
| MVAC | Valve & Fitting | Rubber Flexible Joint |  | DN80 | [7 empty] | with Flange
| MVAC | Valve & Fitting | Rubber Flexible Joint |  | DN100 | [7 empty] | with Flange
| MVAC | Valve & Fitting | Rubber Flexible Joint |  | DN125 | [7 empty] | with Flange
| MVAC | Valve & Fitting | Rubber Flexible Joint |  | DN150 | [7 empty] | with Flange
| MVAC | Valve & Fitting | Rubber Flexible Joint |  | DN200 | [7 empty] | with Flange
| MVAC | Valve & Fitting | Rubber Flexible Joint |  | DN15 | [7 empty] | with Union
| MVAC | Valve & Fitting | Rubber Flexible Joint |  | DN20 | [7 empty] | with Union
| MVAC | Valve & Fitting | Rubber Flexible Joint |  | DN25 | [7 empty] | with Union
| MVAC | Valve & Fitting | Rubber Flexible Joint |  | DN32 | [7 empty] | with Union
| MVAC | Valve & Fitting | Rubber Flexible Joint |  | DN40 | [7 empty] | with Union
| MVAC | Valve & Fitting | Rubber Flexible Joint |  | DN50 | [7 empty] | with Union
| MVAC | Valve & Fitting | Stainless Steel Fexible Joint |  | DN50 | [7 empty] | with Flange

## PL
1. Product ID | 2. Group | 3. Category | 4. Product Type | 5. Class | 6. Product size | 7. Color | 8. Brand | 9. Model / Factory Code | 10. Unit | 11. Descriptions | Supplier | Unit Price | Labor Hour | Remark
| PL | PVC Pipe |  | Class 5.0 | DN35 |  | Tiger |  | m | PVC Pipe Class 5.0 DN35mm(1-1/4")(4M/Length ) | MPL | 0.675
| PL | PVC Pipe |  | Class 5.0 | DN40 |  | Tiger |  | m | PVC Pipe Class 5.0 DN40mm(1-1/2")(4M/Length ) | MPL | 0.775
| PL | PVC Pipe |  | Class 5.0 | DN55 |  | Tiger |  | m | PVC Pipe Class 5.0 DN55mm(2")(4M/Length ) | MPL | 1.15
| PL | PVC Pipe |  | Class 5.0 | DN65 |  | Tiger |  | m | PVC Pipe Class 5.0 DN65mm(2-1/2")(4M/Length ) | MPL | 1.875
| PL | PVC Pipe |  | Class 5.0 | DN80 |  | Tiger |  | m | PVC Pipe Class 5.0 DN80mm(3")(4M/Length ) | MPL | 2.5
| PL | PVC Pipe |  | Class 5.0 | DN100 |  | Tiger |  | m | PVC Pipe Class 5.0 DN100mm(4")(4M/Length ) | MPL | 4.25
| PL | PVC Pipe |  | Class 5.0 | DN125 |  | Tiger |  | m | PVC Pipe Class 5.0 DN125mm(5")(4M/Length ) | MPL | 6.25
| PL | PVC Pipe |  | Class 5.0 | DN150 |  | Tiger |  | m | PVC Pipe Class 5.0 DN150mm(6")(4M/Length ) | MPL | 8.75
| PL | PVC Pipe |  | Class 5.0 | DN200 |  | Tiger |  | m | PVC Pipe Class 5.0 DN200mm(8")(4M/Length ) | MPL | 13.75
| PL | PVC Pipe |  | Class 5.0 | DN250 |  | Elephant |  | m | PVC Pipe Class 5.0 DN250mm(10")(4M/Length ) | MPL | 21.25
| PL | PVC Pipe |  | Class 5.0 | DN300 |  | Elephant |  | m | PVC Pipe Class 5.0 DN300mm(12")(4M/Length ) | MPL | 30
0
| PL | PVC Pipe |  | Class 8.5 | DN35 |  | Elephant |  | m | PVC Pipe Class 8.5 DN35mm(1-1/4")(4M/Length ) | MPL | 0.925
| PL | PVC Pipe |  | Class 8.5 | DN40 |  | Elephant |  | m | PVC Pipe Class 8.5 DN40mm(1-1/2")(4M/Length ) | MPL | 1.225
| PL | PVC Pipe |  | Class 8.5 | DN55 |  | Elephant |  | m | PVC Pipe Class 8.5 DN55mm(2")(4M/Length ) | MPL | 1.925
| PL | PVC Pipe |  | Class 8.5 | DN65 |  | Elephant |  | m | PVC Pipe Class 8.5 DN65mm(2-1/2")(4M/Length ) | MPL | 3
| PL | PVC Pipe |  | Class 8.5 | DN80 |  | Elephant |  | m | PVC Pipe Class 8.5 DN80mm(3")(4M/Length ) | MPL | 4.25
| PL | PVC Pipe |  | Class 8.5 | DN100 |  | Elephant |  | m | PVC Pipe Class 8.5 DN100mm(4")(4M/Length ) | MPL | 7
| PL | PVC Pipe |  | Class 8.5 | DN125 |  | Elephant |  | m | PVC Pipe Class 8.5 DN125mm(5")(4M/Length ) | MPL | 10.5
| PL | PVC Pipe |  | Class 8.5 | DN150 |  | Elephant |  | m | PVC Pipe Class 8.5 DN150mm(6")(4M/Length ) | MPL | 15
| PL | PVC Pipe |  | Class 8.5 | DN200 |  | Elephant |  | m | PVC Pipe Class 8.5 DN200mm(8")(4M/Length ) | MPL | 25
0
| PL | PVC Fitting | Coupling | Class 8.5 | DN35 |  | Elephant |  | Pcs | PVC Coupling Class 8.5 DN35mm(1-1/4") | MPL | 0.213
| PL | PVC Fitting | Coupling | Class 8.5 | DN40 |  | Elephant |  | Pcs | PVC Coupling Class 8.5 DN40mm(1-1/2") | MPL | 0.23
| PL | PVC Fitting | Coupling | Class 8.5 | DN55 |  | Elephant |  | Pcs | PVC Coupling Class 8.5 DN55mm(2") | MPL | 0.32
| PL | PVC Fitting | Coupling | Class 8.5 | DN65 |  | Elephant |  | Pcs | PVC Coupling Class 8.5 DN65mm(2-1/2") | MPL | 0.616
| PL | PVC Fitting | Coupling | Class 8.5 | DN80 |  | Elephant |  | Pcs | PVC Coupling Class 8.5 DN80mm(3") | MPL | 0.987
| PL | PVC Fitting | Coupling | Class 8.5 | DN100 |  | Elephant |  | Pcs | PVC Coupling Class 8.5 DN100mm(4") | MPL | 1.397
| PL | PVC Fitting | Coupling | Class 8.5 | DN125 |  | Elephant |  | Pcs | PVC Coupling Class 8.5 DN125mm(5") | MPL | 4.486
| PL | PVC Fitting | Coupling | Class 8.5 | DN150 |  | Elephant |  | Pcs | PVC Coupling Class 8.5 DN150mm(6") | MPL | 7.477
0
| PL | PVC Fitting | Elbow 90° | Class 8.5 | DN35 |  | Elephant |  | Pcs | PVC Elbow 90° Class 8.5 DN35mm(1-1/4") | MPL | 0.238
| PL | PVC Fitting | Elbow 90° | Class 8.5 | DN40 |  | Elephant |  | Pcs | PVC Elbow 90° Class 8.5 DN40mm(1-1/2") | MPL | 0.286
| PL | PVC Fitting | Elbow 90° | Class 8.5 | DN55 |  | Elephant |  | Pcs | PVC Elbow 90° Class 8.5 DN55mm(2") | MPL | 0.496
| PL | PVC Fitting | Elbow 90° | Class 8.5 | DN65 |  | Elephant |  | Pcs | PVC Elbow 90° Class 8.5 DN65mm(2-1/2") | MPL | 0.811
| PL | PVC Fitting | Elbow 90° | Class 8.5 | DN80 |  | Elephant |  | Pcs | PVC Elbow 90° Class 8.5 DN80mm(3") | MPL | 1.491
| PL | PVC Fitting | Elbow 90° | Class 8.5 | DN100 |  | Elephant |  | Pcs | PVC Elbow 90° Class 8.5 DN100mm(4") | MPL | 3.013
| PL | PVC Fitting | Elbow 90° | Class 8.5 | DN125 |  | Elephant |  | Pcs | PVC Elbow 90° Class 8.5 DN125mm(5") | MPL | 6.323
| PL | PVC Fitting | Elbow 90° | Class 8.5 | DN150 |  | Elephant |  | Pcs | PVC Elbow 90° Class 8.5 DN150mm(6") | MPL | 12.603
| PL | PVC Fitting | Elbow 90° | Class 8.5 | DN200 |  | Elephant |  | Pcs | PVC Elbow 90° Class 8.5 DN200mm(8") | MPL | 28.411
0
| PL | PVC Fitting | Elbow 45° | Class 8.5 | DN35 |  | Elephant |  | Pcs | PVC Elbow 45° Class 8.5 DN35mm(1-1/4") | MPL | 0.213
| PL | PVC Fitting | Elbow 45° | Class 8.5 | DN40 |  | Elephant |  | Pcs | PVC Elbow 45° Class 8.5 DN40mm(1-1/2") | MPL | 0.286
| PL | PVC Fitting | Elbow 45° | Class 8.5 | DN55 |  | Elephant |  | Pcs | PVC Elbow 45° Class 8.5 DN55mm(2") | MPL | 0.422
| PL | PVC Fitting | Elbow 45° | Class 8.5 | DN65 |  | Elephant |  | Pcs | PVC Elbow 45° Class 8.5 DN65mm(2-1/2") | MPL | 0.795
| PL | PVC Fitting | Elbow 45° | Class 8.5 | DN80 |  | Elephant |  | Pcs | PVC Elbow 45° Class 8.5 DN80mm(3") | MPL | 1.21
| PL | PVC Fitting | Elbow 45° | Class 8.5 | DN100 |  | Elephant |  | Pcs | PVC Elbow 45° Class 8.5 DN100mm(4") | MPL | 3.013
| PL | PVC Fitting | Elbow 45° | Class 8.5 | DN125 |  | Elephant |  | Pcs | PVC Elbow 45° Class 8.5 DN125mm(5") | MPL | 5.554
| PL | PVC Fitting | Elbow 45° | Class 8.5 | DN150 |  | Elephant |  | Pcs | PVC Elbow 45° Class 8.5 DN150mm(6") | MPL | 9.826
| PL | PVC Fitting | Elbow 45° | Class 8.5 | DN200 |  | Elephant |  | Pcs | PVC Elbow 45° Class 8.5 DN200mm(8") | MPL | 25.421
0
| PL | PVC Fitting | Tee | Class 8.5 | DN35 |  | Elephant |  | Pcs | PVC Tee Class 8.5 DN35mm(1-1/4") | MPL | 0.333
| PL | PVC Fitting | Tee | Class 8.5 | DN40 |  | Elephant |  | Pcs | PVC Tee Class 8.5 DN40mm(1-1/2") | MPL | 0.534
| PL | PVC Fitting | Tee | Class 8.5 | DN55 |  | Elephant |  | Pcs | PVC Tee Class 8.5 DN55mm(2") | MPL | 0.662
| PL | PVC Fitting | Tee | Class 8.5 | DN65 |  | Elephant |  | Pcs | PVC Tee Class 8.5 DN65mm(2-1/2") | MPL | 1.115
| PL | PVC Fitting | Tee | Class 8.5 | DN80 |  | Elephant |  | Pcs | PVC Tee Class 8.5 DN80mm(3") | MPL | 1.688
| PL | PVC Fitting | Tee | Class 8.5 | DN100 |  | Elephant |  | Pcs | PVC Tee Class 8.5 DN100mm(4") | MPL | 3.97
| PL | PVC Fitting | Tee | Class 8.5 | DN150 |  | Elephant |  | Pcs | PVC Tee Class 8.5 DN150mm(6") | MPL | 18.714
| PL | PVC Fitting | Tee | Class 8.5 | DN200 |  | Elephant |  | Pcs | PVC Tee Class 8.5 DN200mm(8") | MPL | 64.939
0
| PL | PVC Fitting | Reducing Tee | Class 8.5 | DN55x35 |  | Elephant |  | Pcs | PVC Reducing Tee Class 8.5 DN55x35mm( 2''x1-1/4'' ) | MPL | 0.811
| PL | PVC Fitting | Reducing Tee | Class 8.5 | DN55x40 |  | Elephant |  | Pcs | PVC Reducing Tee Class 8.5 DN55x40mm( 2''x1-1/2'' ) | MPL | 0.914
| PL | PVC Fitting | Reducing Tee | Class 8.5 | DN65x55 |  | Elephant |  | Pcs | PVC Reducing Tee Class 8.5 DN65x55mm( 2-1/2''x2'' ) | MPL | 1.115
| PL | PVC Fitting | Reducing Tee | Class 8.5 | DN80x40 |  | Elephant |  | Pcs | PVC Reducing Tee Class 8.5 DN80x40mm( 3''x1-1/2'' ) | MPL | 1.611
| PL | PVC Fitting | Reducing Tee | Class 8.5 | DN80x55 |  | Elephant |  | Pcs | PVC Reducing Tee Class 8.5 DN80x55mm( 3''x2'' ) | MPL | 1.91
| PL | PVC Fitting | Reducing Tee | Class 8.5 | DN80x65 |  | Elephant |  | Pcs | PVC Reducing Tee Class 8.5 DN80x65mm( 3''x2-1/2'' ) | MPL | 2.563
| PL | PVC Fitting | Reducing Tee | Class 8.5 | DN100x55 |  | Elephant |  | Pcs | PVC Reducing Tee Class 8.5 DN100x55mm( 4''x2'' ) | MPL | 4.486
| PL | PVC Fitting | Reducing Tee | Class 8.5 | DN100x65 |  | Elephant |  | Pcs | PVC Reducing Tee Class 8.5 DN100x65mm( 4''x2-1/2'' ) | MPL | 4.914
| PL | PVC Fitting | Reducing Tee | Class 8.5 | DN100x80 |  | Elephant |  | Pcs | PVC Reducing Tee Class 8.5 DN100x80mm( 4''x3'' ) | MPL | 5.298
| PL | PVC Fitting | Reducing Tee | Class 8.5 | DN150x100 |  | Elephant |  | Pcs | PVC Reducing Tee Class 8.5 DN150x100mm( 6''x4'' ) | MPL | 20.507
0
| PL | PVC Fitting | Y | Class 8.5 | DN55 |  | Elephant |  | Pcs | PVC Y​ Class 8.5 DN55mm(2") | MPL | 1.47
| PL | PVC Fitting | Y | Class 8.5 | DN65 |  | Elephant |  | Pcs | PVC Y​ Class 8.5 DN65mm(2-1/2") | MPL | 2.714
| PL | PVC Fitting | Y | Class 8.5 | DN80 |  | Elephant |  | Pcs | PVC Y​ Class 8.5 ​ DN80mm(3") | MPL | 3.571
| PL | PVC Fitting | Y | Class 8.5 | DN100 |  | Elephant |  | Pcs | PVC Y​ Class 8.5 ​ DN100mm(4") | MPL | 6.878
| PL | PVC Fitting | Y | Class 8.5 | DN150 |  | Elephant |  | Pcs | PVC Y​ Class 8.5 ​ DN150mm(6") | MPL | 31.616
0
| PL | PVC Fitting | Reducing Y | Class 8.5 | DN65x40 |  | Elephant |  | Pcs | PVC Reducing Y Class 8.5 DN65x40mm(2-1/2''x1-1/2'') | MPL | 2.99
| PL | PVC Fitting | Reducing Y | Class 8.5 | DN65x55 |  | Elephant |  | Pcs | PVC Reducing Y Class 8.5 DN65x55mm(2-1/2''x2'') | MPL | 3.205
| PL | PVC Fitting | Reducing Y | Class 8.5 | DN80x40 |  | Elephant |  | Pcs | PVC Reducing Y Class 8.5 DN80x40mm(3"x1-1/2'') | MPL | 4.059
| PL | PVC Fitting | Reducing Y | Class 8.5 | DN80x55 |  | Elephant |  | Pcs | PVC Reducing Y Class 8.5 DN80x55mm(3"x2'') | MPL | 4.486
| PL | PVC Fitting | Reducing Y | Class 8.5 | DN80x65 |  | Elephant |  | Pcs | PVC Reducing Y Class 8.5 DN80x65mm(3"x2-1/2'') | MPL | 4.914
| PL | PVC Fitting | Reducing Y | Class 8.5 | DN100x40 |  | Elephant |  | Pcs | PVC Reducing Y Class 8.5 DN100x40mm(4''x1-1/2'') | MPL | 5.981
| PL | PVC Fitting | Reducing Y | Class 8.5 | DN100x55 |  | Elephant |  | Pcs | PVC Reducing Y Class 8.5 DN100x55mm(4''x2'') | MPL | 5.981
| PL | PVC Fitting | Reducing Y | Class 8.5 | DN100x65 |  | Elephant |  | Pcs | PVC Reducing Y Class 8.5 DN100x65mm(4''x2-1/2'') | MPL | 6.835
| PL | PVC Fitting | Reducing Y | Class 8.5 | DN100x80 |  | Elephant |  | Pcs | PVC Reducing Y Class 8.5 DN100x80mm(4''x3'') | MPL | 7.05
| PL | PVC Fitting | Reducing Y | Class 8.5 | DN150x80 |  | Elephant |  | Pcs | PVC Reducing Y Class 8.5 DN150x80mm(6"x3'') | MPL | 18.371
| PL | PVC Fitting | Reducing Y | Class 8.5 | DN150x100 |  | Elephant |  | Pcs | PVC Reducing Y Class 8.5 DN150x100mm(6"x4'') | MPL | 23.37
0
| PL | PVC Fitting | TY | Class 8.5 | DN55 |  | Elephant |  | Pcs | PVC TY Class 8.5 DN55mm(2") | MPL | 1.445
| PL | PVC Fitting | TY | Class 8.5 | DN65 |  | Elephant |  | Pcs | PVC TY Class 8.5​​ DN65mm(2-1/2") | MPL | 3.08
| PL | PVC Fitting | TY | Class 8.5 | DN80 |  | Elephant |  | Pcs | PVC TY Class 8.5​​ DN80mm(3") | MPL | 3.973
| PL | PVC Fitting | TY | Class 8.5 | DN100 |  | Elephant |  | Pcs | PVC TY Class 8.5​​ DN100mm(4") | MPL | 7.477
| PL | PVC Fitting | TY | Class 8.5 | DN150 |  | Elephant |  | Pcs | PVC TY Class 8.5​​ DN150mm(6") | MPL | 25.634
0
| PL | PVC Fitting | Reducing TY | Class 8.5 | DN65x40 |  | Elephant |  | Pcs | PVC Reducing TY​ Class 8.5 DN65x40mm(2-1/2''x1-1/2'') | MPL | 3.08
| PL | PVC Fitting | Reducing TY | Class 8.5 | DN65x55 |  | Elephant |  | Pcs | PVC Reducing TY​ Class 8.5 DN65x55mm(2-1/2''x2'') | MPL | 3.418
| PL | PVC Fitting | Reducing TY | Class 8.5 | DN80x55 |  | Elephant |  | Pcs | PVC Reducing TY​ Class 8.5 DN80x55mm(3"x2'') | MPL | 4.059
| PL | PVC Fitting | Reducing TY | Class 8.5 | DN80x65 |  | Elephant |  | Pcs | PVC Reducing TY​ Class 8.5 DN80x65mm(3"x2-1/2'') | MPL | 5.126
| PL | PVC Fitting | Reducing TY | Class 8.5 | DN100x40 |  | Elephant |  | Pcs | PVC Reducing TY​ Class 8.5 DN100x40mm(4''x1-1/2'') | MPL | 6.408
| PL | PVC Fitting | Reducing TY | Class 8.5 | DN100x55 |  | Elephant |  | Pcs | PVC Reducing TY​ Class 8.5 DN100x55mm(4''x2'') | MPL | 6.408
| PL | PVC Fitting | Reducing TY | Class 8.5 | DN100x65 |  | Elephant |  | Pcs | PVC Reducing TY​ Class 8.5 DN100x65mm(4''x2-1/2'') | MPL | 7.477
| PL | PVC Fitting | Reducing TY | Class 8.5 | DN100x80 |  | Elephant |  | Pcs | PVC Reducing TY​ Class 8.5 DN100x80mm(4''x3'') | MPL | 7.69
| PL | PVC Fitting | Reducing TY | Class 8.5 | DN150x80 |  | Elephant |  | Pcs | PVC Reducing TY​ Class 8.5 DN150x80mm(6''x3'') | MPL | 25.634
| PL | PVC Fitting | Reducing TY | Class 8.5 | DN150x100 |  | Elephant |  | Pcs | PVC Reducing TY​ Class 8.5 DN150x100mm(6''x4'') | MPL | 26.019
0
| PL | PVC Fitting | Reducing | Class 8.5 | DN40x35 |  | Elephant |  | Pcs | PVC Reducing Class 8.5 DN40x35mm( 1-1/2''x1-1/4'' ) | MPL | 0.291
| PL | PVC Fitting | Reducing | Class 8.5 | DN55x35 |  | Elephant |  | Pcs | PVC Reducing Class 8.5 DN55x35mm( 2''x1-1/4'' ) | MPL | 0.478
| PL | PVC Fitting | Reducing | Class 8.5 | DN55x40 |  | Elephant |  | Pcs | PVC Reducing Class 8.5 DN55x40mm( 2''x1-1/2'' ) | MPL | 0.491
| PL | PVC Fitting | Reducing | Class 8.5 | DN65x40 |  | Elephant |  | Pcs | PVC Reducing Class 8.5 DN65x40mm( 2-1/2''x1-1/2'' ) | MPL | 0.69
| PL | PVC Fitting | Reducing | Class 8.5 | DN65x55 |  | Elephant |  | Pcs | PVC Reducing Class 8.5 DN65x55mm( 2-1/2''x2'' ) | MPL | 0.784
| PL | PVC Fitting | Reducing | Class 8.5 | DN80x40 |  | Elephant |  | Pcs | PVC Reducing Class 8.5 DN80x40mm( 3''x1-1/2'' ) | MPL | 0.987
| PL | PVC Fitting | Reducing | Class 8.5 | DN80x55 |  | Elephant |  | Pcs | PVC Reducing Class 8.5 DN80x55mm( 3''x2'' ) | MPL | 1.077
| PL | PVC Fitting | Reducing | Class 8.5 | DN80x65 |  | Elephant |  | Pcs | PVC Reducing Class 8.5 DN80x65mm( 3''x2-1/2'' ) | MPL | 1.154
| PL | PVC Fitting | Reducing | Class 8.5 | DN100x40 |  | Elephant |  | Pcs | PVC Reducing Class 8.5 DN100x40mm( 4''x1-1/2'' ) | MPL | 1.726
| PL | PVC Fitting | Reducing | Class 8.5 | DN100x55 |  | Elephant |  | Pcs | PVC Reducing Class 8.5 DN100x55mm( 4''x2'' ) | MPL | 1.726
| PL | PVC Fitting | Reducing | Class 8.5 | DN100x65 |  | Elephant |  | Pcs | PVC Reducing Class 8.5 DN100x65mm( 4''x2-1/2'' ) | MPL | 1.854
| PL | PVC Fitting | Reducing | Class 8.5 | DN100x80 |  | Elephant |  | Pcs | PVC Reducing Class 8.5 DN100x80mm( 4''x3'' ) | MPL | 2.064
| PL | PVC Fitting | Reducing | Class 8.7 | DN150x100 |  | Elephant |  | Pcs | PVC Reducing Class 8.5 DN150x100mm( 6''x4'' ) | MPL | 7.904
0
| PL | PVC Fitting | P-Trap | Class 8.5 | DN40 |  | Elephant |  | Pcs | PVC P-Trap DN40mm( 1-1/2") | MPL
| PL | PVC Fitting | P-Trap | Class 8.5 | DN55 |  | Elephant |  | Pcs | PVC P-Trap DN55mm( 2") | MPL
| PL | PVC Fitting | P-Trap | Class 8.5 | DN65 |  | Elephant |  | Pcs | PVC P-Trap DN65mm( 2-1/2") | MPL
| PL | PVC Fitting | P-Trap | Class 8.5 | DN80 |  | Elephant |  | Pcs | PVC P-Trap DN80mm( 3") | MPL
| PL | PVC Fitting | P-Trap | Class 8.5 | DN100 |  | Elephant |  | Pcs | PVC P-Trap DN100mm( 4") | MPL
0
| PL | PVC Fitting | Clean Out | Class 8.5 | DN55 |  | Elephant |  | Pcs | PVC Clean Out DN55mm( 2") | MPL
| PL | PVC Fitting | Clean Out | Class 8.5 | DN65 |  | Elephant |  | Pcs | PVC Clean Out DN65mm( 2-1/2'') | MPL
| PL | PVC Fitting | Clean Out | Class 8.5 | DN80 |  | Elephant |  | Pcs | PVC Clean Out DN80mm(3") | MPL
| PL | PVC Fitting | Clean Out | Class 8.5 | DN100 |  | Elephant |  | Pcs | PVC Clean Out DN100mm(4") | MPL
0
| PL | PVC Fitting | Flange |  | DN65 |  | Elephant |  | Pcs | PVC Flange DN65mm(2-1/2'')
| PL | PVC Fitting | Flange |  | DN80 |  | Elephant |  | Pcs | PVC Flange DN80mm(3'')
| PL | PVC Fitting | Flange |  | DN150 |  | Elephant |  | Pcs | PVC Flange DN150mm(6'')
| PL | PVC Fitting | Flange |  | DN200 |  | Elephant |  | Pcs | PVC Flange DN200mm(8'')
| PL | [8 empty] | 0
| PL | PVC Valve | Gate Valve |  | DN20 |  | Elephant |  | nos | PVC Gate Valve DN20mm(3/4'') |  | 2.011
| PL | PVC Valve | Gate Valve |  | DN25 |  | Elephant |  | nos | PVC Gate Valve DN25mm(1'') |  | 2.926
| PL | PVC Valve | Gate Valve |  | DN35 |  | Elephant |  | nos | PVC Gate Valve DN35mm(2'') |  | 4.914
| PL | PVC Valve | Gate Valve |  | DN40 |  | Elephant |  | nos | PVC Gate Valve DN40mm(2'') |  | 6.858
| PL | PVC Valve | Gate Valve |  | DN50 |  | Elephant |  | nos | PVC Gate Valve DN50mm(2'') |  | 8.686
| PL | PVC Valve | Gate Valve |  | DN65 |  | Elephant |  | nos | PVC Gate Valve DN65mm(2'') |  | 24.994
| PL | PVC Valve | Gate Valve |  | DN80 |  | Elephant |  | nos | PVC Gate Valve DN80mm(2'') |  | 28.626
| PL | PVC Valve | Gate Valve |  | DN100 |  | Elephant |  | nos | PVC Gate Valve DN100mm(2'') |  | 66.008
0
| PL | PVC Fitting | Union |  | DN40 |  | Elephant |  | Pcs | PVC Union DN40mm
| PL | PVC Fitting | Union |  | DN65 |  | Elephant |  | Pcs | PVC Union DN65mm
0
| PL | PVC Pipe |  | Class 13.5 | DN20 |  | Elephant |  | m | PVC Pipe Class 13.5 DN20mm(1")(4M/Length ) | MPL | 0.7
| PL | PVC Pipe |  | Class 13.5 | DN25 |  | Elephant |  | m | PVC Pipe Class 13.5 DN25mm(1")(4M/Length ) | MPL | 1.1
| PL | PVC Pipe |  | Class 13.5 | DN35 |  | Elephant |  | m | PVC Pipe Class 13.5 DN35mm(1-1/2")(4M/Length ) | MPL | 1.425
| PL | PVC Pipe |  | Class 13.5 | DN40 |  | Elephant |  | m | PVC Pipe Class 13.5 DN40mm(1-1/2")(4M/Length ) | MPL | 1.855
| PL | PVC Pipe |  | Class 13.5 | DN55 |  | Elephant |  | m | PVC Pipe Class 13.5 DN55mm(2")(4M/Length ) | MPL | 2.875
| PL | PVC Pipe |  | Class 13.5 | DN65 |  | Elephant |  | m | PVC Pipe Class 13.5 DN65mm(2-1/2")(4M/Length ) | MPL | 4.75
| PL | PVC Pipe |  | Class 13.5 | DN80 |  | Elephant |  | m | PVC Pipe Class 13.5 DN80mm(3")(4M/Length ) | MPL | 7.5
| PL | PVC Pipe |  | Class 13.5 | DN100 |  | Elephant |  | m | PVC Pipe Class 13.5 DN100mm(4")(4M/Length ) | MPL | 12.5
| PL | PVC Pipe |  | Class 13.5 | DN125 |  | Elephant |  | m | PVC Pipe Class 13.5 DN125mm(5")(4M/Length ) | MPL | 20
| PL | PVC Pipe |  | Class 13.5 | DN150 |  | Elephant |  | m | PVC Pipe Class 13.5 DN150mm(6")(4M/Length ) | MPL | 27.5
0
| PL | PVC Fitting | Coupling | Class 13.5 | DN20 |  | Elephant |  | Pcs | PVC Coupling Class 13.5 DN20mm(3/4") | MPL | 0.158
| PL | PVC Fitting | Coupling | Class 13.5 | DN25 |  | Elephant |  | Pcs | PVC Coupling Class 13.5 DN25mm(1") | MPL | 0.261
| PL | PVC Fitting | Coupling | Class 13.5 | DN35 |  | Elephant |  | Pcs | PVC Coupling Class 13.5 DN35mm(1-1/4") | MPL | 0.389
| PL | PVC Fitting | Coupling | Class 13.5 | DN40 |  | Elephant |  | Pcs | PVC Coupling Class 13.5 DN40mm(1-1/2") | MPL | 0.499
| PL | PVC Fitting | Coupling | Class 13.5 | DN55 |  | Elephant |  | Pcs | PVC Coupling Class 13.5 DN55mm(2") | MPL | 0.782
| PL | PVC Fitting | Coupling | Class 13.5 | DN65 |  | Elephant |  | Pcs | PVC Coupling Class 13.5 DN65mm(2-1/2") | MPL | 1.286
| PL | PVC Fitting | Coupling | Class 13.5 | DN80 |  | Elephant |  | Pcs | PVC Coupling Class 13.5 DN80mm(3") | MPL | 2.136
| PL | PVC Fitting | Coupling | Class 13.5 | DN100 |  | Elephant |  | Pcs | PVC Coupling Class 13.5 DN100mm(4") | MPL | 3.845
0
| PL | PVC Fitting | Reducing | Class 13.5 | DN20x15 |  | Elephant |  | Pcs | PVC Reducing Class 13.5 DN20x15mm( 3/4''x1/2'' ) | MPL | 0.282
| PL | PVC Fitting | Reducing | Class 13.5 | DN25x15 |  | Elephant |  | Pcs | PVC Reducing Class 13.5 DN25x15mm( 1''x1/2'' ) | MPL | 0.261
| PL | PVC Fitting | Reducing | Class 13.5 | DN25x20 |  | Elephant |  | Pcs | PVC Reducing Class 13.5 DN25x20mm( 1''x3/4'' ) | MPL | 0.261
| PL | PVC Fitting | Reducing | Class 13.5 | DN35x20 |  | Elephant |  | Pcs | PVC Reducing Class 13.5 DN35x20mm( 1-1/4''x3/4'' ) | MPL | 0.422
| PL | PVC Fitting | Reducing | Class 13.5 | DN35x25 |  | Elephant |  | Pcs | PVC Reducing Class 13.5 DN35x25mm( 1-1/4''x1'' ) | MPL | 0.422
| PL | PVC Fitting | Reducing | Class 13.5 | DN40x15 |  | Elephant |  | Pcs | PVC Reducing Class 13.5 DN40x15mm( 1-1/2''x1/2'' ) | MPL | 0.496
| PL | PVC Fitting | Reducing | Class 13.5 | DN40x20 |  | Elephant |  | Pcs | PVC Reducing Class 13.5 DN40x20mm( 1-1/2''x3/4'' ) | MPL | 0.496
| PL | PVC Fitting | Reducing | Class 13.5 | DN40x25 |  | Elephant |  | Pcs | PVC Reducing Class 13.5 DN40x25mm( 1-1/2''x1'' ) | MPL | 0.496
| PL | PVC Fitting | Reducing | Class 13.5 | DN40x35 |  | Elephant |  | Pcs | PVC Reducing Class 13.5 DN40x35mm( 1-1/2''x1-1/4'' ) | MPL | 0.496
| PL | PVC Fitting | Reducing | Class 13.5 | DN55x20 |  | Elephant |  | Pcs | PVC Reducing Class 13.5 DN55x20mm( 2''x3/4'' ) | MPL | 0.79
| PL | PVC Fitting | Reducing | Class 13.5 | DN55x25 |  | Elephant |  | Pcs | PVC Reducing Class 13.5 DN55x25mm( 2''x1'' ) | MPL | 0.79
| PL | PVC Fitting | Reducing | Class 13.5 | DN55x35 |  | Elephant |  | Pcs | PVC Reducing Class 13.5 DN55x35mm( 2''x1-1/4'' ) | MPL | 0.79
| PL | PVC Fitting | Reducing | Class 13.5 | DN55x40 |  | Elephant |  | Pcs | PVC Reducing Class 13.5 DN55x40mm( 2''x1-1/2'' ) | MPL | 0.79
| PL | PVC Fitting | Reducing | Class 13.5 | DN65x20 |  | Elephant |  | Pcs | PVC Reducing Class 13.5 DN65x20mm( 2-1/2''x3/4'' ) | MPL | 1.453
| PL | PVC Fitting | Reducing | Class 13.5 | DN65x25 |  | Elephant |  | Pcs | PVC Reducing Class 13.5 DN65x25mm( 2-1/2''x1'' ) | MPL | 1.453
| PL | PVC Fitting | Reducing | Class 13.5 | DN65x35 |  | Elephant |  | Pcs | PVC Reducing Class 13.5 DN65x35mm( 2-1/2''x1-1/4'' ) | MPL | 1.453
| PL | PVC Fitting | Reducing | Class 13.5 | DN65x40 |  | Elephant |  | Pcs | PVC Reducing Class 13.5 DN65x40mm( 2-1/2''x1-1/2'' ) | MPL | 1.453
| PL | PVC Fitting | Reducing | Class 13.5 | DN65x55 |  | Elephant |  | Pcs | PVC Reducing Class 13.5 DN65x55mm( 2-1/2''x2'' ) | MPL | 1.453
| PL | PVC Fitting | Reducing | Class 13.5 | DN80x35 |  | Elephant |  | Pcs | PVC Reducing Class 13.5 DN80x35mm( 3''x1-1/4'' ) | MPL | 2.778
| PL | PVC Fitting | Reducing | Class 13.5 | DN80x55 |  | Elephant |  | Pcs | PVC Reducing Class 13.5 DN80x55mm( 3''x2'' ) | MPL | 2.778
| PL | PVC Fitting | Reducing | Class 13.5 | DN80x65 |  | Elephant |  | Pcs | PVC Reducing Class 13.5 DN80x65mm( 3''x2-1/2'' ) | MPL | 2.778
| PL | PVC Fitting | Reducing | Class 13.5 | DN100x55 |  | Elephant |  | Pcs | PVC Reducing Class 13.5 DN100x55mm( 4''x2'' ) | MPL | 3.888
| PL | PVC Fitting | Reducing | Class 13.5 | DN100x65 |  | Elephant |  | Pcs | PVC Reducing Class 13.5 DN100x65mm( 4''x2-1/2'' ) | MPL | 3.888
0
| PL | PVC Fitting | Tee | Class 13.5 | DN15 |  | Elephant |  | Pcs | PVC Tee Class 13.5 DN15mm(1/2") | MPL | 0.205
| PL | PVC Fitting | Tee | Class 13.5 | DN20 |  | Elephant |  | Pcs | PVC Tee Class 13.5 DN20mm(3/4") | MPL | 0.282
| PL | PVC Fitting | Tee | Class 13.5 | DN25 |  | Elephant |  | Pcs | PVC Tee Class 13.5 DN25mm(1") | MPL | 0.534
| PL | PVC Fitting | Tee | Class 13.5 | DN35 |  | Elephant |  | Pcs | PVC Tee Class 13.5 DN35mm(1-1/4") | MPL | 0.76
| PL | PVC Fitting | Tee | Class 13.5 | DN40 |  | Elephant |  | Pcs | PVC Tee Class 13.5 DN40mm(1-1/2") | MPL | 1.098
| PL | PVC Fitting | Tee | Class 13.5 | DN55 |  | Elephant |  | Pcs | PVC Tee Class 13.5 DN55mm(2") | MPL | 1.714
| PL | PVC Fitting | Tee | Class 13.5 | DN65 |  | Elephant |  | Pcs | PVC Tee Class 13.5 DN65mm(2-1/2") | MPL | 3.752
| PL | PVC Fitting | Tee | Class 13.5 | DN80 |  | Elephant |  | Pcs | PVC Tee Class 13.5 DN80mm(3") | MPL | 6.707
| PL | PVC Fitting | Tee | Class 13.5 | DN100 |  | Elephant |  | Pcs | PVC Tee Class 13.5 DN100mm(4") | MPL | 14.526
0
| PL | PVC Fitting | Reducing Tee | Class 13.5 | DN20x15 |  | Elephant |  | Pcs | PVC Reducing Tee Class 13.5 DN20x15mm( 3/4''x1/2'' ) | MPL | 0.282
| PL | PVC Fitting | Reducing Tee | Class 13.5 | DN25x15 |  | Elephant |  | Pcs | PVC Reducing Tee Class 13.5 DN25x15mm( 1''x1/2'' ) | MPL | 0.662
| PL | PVC Fitting | Reducing Tee | Class 13.5 | DN25x20 |  | Elephant |  | Pcs | PVC Reducing Tee Class 13.5 DN25x20mm( 1''x3/4'' ) | MPL | 0.662
| PL | PVC Fitting | Reducing Tee | Class 13.5 | DN40x20 |  | Elephant |  | Pcs | PVC Reducing Tee Class 13.5 DN40x20mm( 1-1/2''x3/4'' ) | MPL | 1.243
| PL | PVC Fitting | Reducing Tee | Class 13.5 | DN40x25 |  | Elephant |  | Pcs | PVC Reducing Tee Class 13.5 DN40x25mm( 1-1/2''x1'' ) | MPL | 1.243
| PL | PVC Fitting | Reducing Tee | Class 13.5 | DN40x35 |  | Elephant |  | Pcs | PVC Reducing Tee Class 13.5 DN40x35mm( 1-1/2''x1-1/4'' ) | MPL | 1.243
| PL | PVC Fitting | Reducing Tee | Class 13.5 | DN55x20 |  | Elephant |  | Pcs | PVC Reducing Tee Class 13.5 DN55x20mm( 2''x3/4'' ) | MPL | 1.949
| PL | PVC Fitting | Reducing Tee | Class 13.5 | DN55x25 |  | Elephant |  | Pcs | PVC Reducing Tee Class 13.5 DN55x25mm( 2''x1'' ) | MPL | 1.949
| PL | PVC Fitting | Reducing Tee | Class 13.5 | DN55x35 |  | Elephant |  | Pcs | PVC Reducing Tee Class 13.5 DN55x35mm( 2''x1-1/4'' ) | MPL | 1.949
| PL | PVC Fitting | Reducing Tee | Class 13.5 | DN55x40 |  | Elephant |  | Pcs | PVC Reducing Tee Class 13.5 DN55x40mm( 2''x1-1/2'' ) | MPL | 1.949
| PL | PVC Fitting | Reducing Tee | Class 13.5 | DN65x20 |  | Elephant |  | Pcs | PVC Reducing Tee Class 13.5 DN65x20mm( 2-1/2''x3/4'' ) | MPL | 3.747
| PL | PVC Fitting | Reducing Tee | Class 13.5 | DN65x25 |  | Elephant |  | Pcs | PVC Reducing Tee Class 13.5 DN65x25mm( 2-1/2''x1'' ) | MPL | 3.747
| PL | PVC Fitting | Reducing Tee | Class 13.5 | DN65x40 |  | Elephant |  | Pcs | PVC Reducing Tee Class 13.5 DN65x40mm( 2-1/2''x1-1/2'' ) | MPL | 3.747
| PL | PVC Fitting | Reducing Tee | Class 13.5 | DN65x55 |  | Elephant |  | Pcs | PVC Reducing Tee Class 13.5 DN65x55mm( 2-1/2''x2'' ) | MPL | 3.747
| PL | PVC Fitting | Reducing Tee | Class 13.5 | DN80x40 |  | Elephant |  | Pcs | PVC Reducing Tee Class 13.5 DN80x40mm( 3''x1-1/2'' ) | MPL | 6.707
| PL | PVC Fitting | Reducing Tee | Class 13.5 | DN80x55 |  | Elephant |  | Pcs | PVC Reducing Tee Class 13.5 DN80x55mm( 3''x2'' ) | MPL | 6.707
| PL | PVC Fitting | Reducing Tee | Class 13.5 | DN80x65 |  | Elephant |  | Pcs | PVC Reducing Tee Class 13.5 DN80x65mm( 3''x2-1/2'' ) | MPL | 6.707
| PL | PVC Fitting | Reducing Tee | Class 13.5 | DN100x25 |  | Elephant |  | Pcs | PVC Reducing Tee Class 13.5 DN100x25mm( 4''x1'' ) | MPL | 14.526
| PL | PVC Fitting | Reducing Tee | Class 13.5 | DN100x40 |  | Elephant |  | Pcs | PVC Reducing Tee Class 13.5 DN100x40mm( 4''x1-1/2'' ) | MPL | 14.526
| PL | PVC Fitting | Reducing Tee | Class 13.5 | DN100x55 |  | Elephant |  | Pcs | PVC Reducing Tee Class 13.5 DN100x55mm( 4''x2'' ) | MPL | 14.526
| PL | PVC Fitting | Reducing Tee | Class 13.5 | DN100x80 |  | Elephant |  | Pcs | PVC Reducing Tee Class 13.5 DN100x80mm( 4''x3'' ) | MPL | 14.526
| PL | PVC Fitting | Reducing Tee | Class 13.5 | DN150x80 |  | Elephant |  | Pcs | PVC Reducing Tee Class 13.5 DN150x80mm( 6''x3'' ) | MPL | 55.541
| PL | PVC Fitting | Reducing Tee | Class 13.5 | DN150x100 |  | Elephant |  | Pcs | PVC Reducing Tee Class 13.5 DN150x100mm( 6''x4'' ) | MPL | 64.085
| PL | PVC Fitting | Reducing Tee | Class 13.5 | DN200x100 |  | Elephant |  | Pcs | PVC Reducing Tee Class 13.5 DN200x100mm( 8''x4'' ) | MPL | 366.954
0
| PL | PVC Fitting | Elbow 90° | Class 13.5 | DN15 |  | Elephant |  | Pcs | PVC Elbow 90° Class 13.5 DN15mm(1/2") | MPL | 0.149
| PL | PVC Fitting | Elbow 90° | Class 13.5 | DN20 |  | Elephant |  | Pcs | PVC Elbow 90° Class 13.5 DN20mm(3/4") | MPL | 0.2
| PL | PVC Fitting | Elbow 90° | Class 13.5 | DN25 |  | Elephant |  | Pcs | PVC Elbow 90° Class 13.5 DN25mm(1") | MPL | 0.363
| PL | PVC Fitting | Elbow 90° | Class 13.5 | DN35 |  | Elephant |  | Pcs | PVC Elbow 90° Class 13.5 DN35mm(1-1/4") | MPL | 0.624
| PL | PVC Fitting | Elbow 90° | Class 13.5 | DN40 |  | Elephant |  | Pcs | PVC Elbow 90° Class 13.5 DN40mm(1-1/2") | MPL | 0.782
| PL | PVC Fitting | Elbow 90° | Class 13.5 | DN55 |  | Elephant |  | Pcs | PVC Elbow 90° Class 13.5 DN55mm(2") | MPL | 1.184
| PL | PVC Fitting | Elbow 90° | Class 13.5 | DN65 |  | Elephant |  | Pcs | PVC Elbow 90° Class 13.5 DN65mm(2-1/2") | MPL | 2.499
| PL | PVC Fitting | Elbow 90° | Class 13.5 | DN80 |  | Elephant |  | Pcs | PVC Elbow 90° Class 13.5 DN80mm(3") | MPL | 3.504
| PL | PVC Fitting | Elbow 90° | Class 13.5 | DN100 |  | Elephant |  | Pcs | PVC Elbow 90° Class 13.5 DN100mm(4") | MPL | 6.835
0
| PL | PVC Fitting | Elbow 45° | Class 13.5 | DN15 |  | Elephant |  | Pcs | PVC Elbow 45° Class 13.5 DN15mm(1/2") | MPL | 0.184
| PL | PVC Fitting | Elbow 45° | Class 13.5 | DN20 |  | Elephant |  | Pcs | PVC Elbow 45° Class 13.5 DN20mm(3/4") | MPL | 0.291
| PL | PVC Fitting | Elbow 45° | Class 13.5 | DN25 |  | Elephant |  | Pcs | PVC Elbow 45° Class 13.5 DN25mm(1") | MPL | 0.445
| PL | PVC Fitting | Elbow 45° | Class 13.5 | DN55 |  | Elephant |  | Pcs | PVC Elbow 45° Class 13.5 DN55mm(2") | MPL | 1.709
| PL | PVC Fitting | Elbow 45° | Class 13.5 | DN65 |  | Elephant |  | Pcs | PVC Elbow 45° Class 13.5 DN65mm(2-1/2") | MPL | 3.034
| PL | PVC Fitting | Elbow 45° | Class 13.5 | DN80 |  | Elephant |  | Pcs | PVC Elbow 45° Class 13.5 DN80mm(3") | MPL | 4.786
| PL | PVC Fitting | Elbow 45° | Class 13.5 | DN100 |  | Elephant |  | Pcs | PVC Elbow 45° Class 13.5 DN100mm(4") | MPL | 9.912
0
| PL | PVC Fitting | Female Threaded Coupling |  | DN15 |  | Elephant |  | Pcs | PVC Female Threaded Coupling DN15mm(1/2") | MPL | 0.128
| PL | PVC Fitting | Female Threaded Coupling |  | DN20 |  | Elephant |  | Pcs | PVC Female Threaded Coupling DN20mm(3/4") | MPL | 0.187
| PL | PVC Fitting | Female Threaded Coupling |  | DN25 |  | Elephant |  | Pcs | PVC Female Threaded Coupling DN25mm(1") | MPL | 0.317
| PL | PVC Fitting | Female Threaded Coupling |  | DN35 |  | Elephant |  | Pcs | PVC Female Threaded Coupling DN35mm(1-1/4") | MPL | 0.517
| PL | PVC Fitting | Female Threaded Coupling |  | DN40 |  | Elephant |  | Pcs | PVC Female Threaded Coupling DN40mm(1-1/2") | MPL | 0.739
| PL | PVC Fitting | Female Threaded Coupling |  | DN55 |  | Elephant |  | Pcs | PVC Female Threaded Coupling DN55mm(2") | MPL | 1.192
| PL | PVC Fitting | Female Threaded Coupling |  | DN65 |  | Elephant |  | Pcs | PVC Female Threaded Coupling DN65mm(2-1/2") | MPL | 1.786
| PL | PVC Fitting | Female Threaded Coupling |  | DN80 |  | Elephant |  | Pcs | PVC Female Threaded Coupling DN80mm(3") | MPL | 2.379
| PL | PVC Fitting | Female Threaded Coupling |  | DN100 |  | Elephant |  | Pcs | PVC Female Threaded Coupling DN100mm(4") | MPL | 4.272
| PL | PVC Fitting | Male Threaded Coupling |  | DN15 |  | Elephant |  | Pcs | PVC Male Threaded Coupling DN15mm(1/2") | MPL | 0.11
| PL | PVC Fitting | Male Threaded Coupling |  | DN20 |  | Elephant |  | Pcs | PVC Male Threaded Coupling DN20mm(3/4") | MPL | 0.158
| PL | PVC Fitting | Male Threaded Coupling |  | DN25 |  | Elephant |  | Pcs | PVC Male Threaded Coupling DN25mm(1") | MPL | 0.235
| PL | PVC Fitting | Male Threaded Coupling |  | DN35 |  | Elephant |  | Pcs | PVC Male Threaded Coupling DN35mm(1-1/4") | MPL | 0.422
| PL | PVC Fitting | Male Threaded Coupling |  | DN40 |  | Elephant |  | Pcs | PVC Male Threaded Coupling DN40mm(1-1/2") | MPL | 0.517
| PL | PVC Fitting | Male Threaded Coupling |  | DN55 |  | Elephant |  | Pcs | PVC Male Threaded Coupling DN55mm(2") | MPL | 0.739
| PL | PVC Fitting | Male Threaded Coupling |  | DN65 |  | Elephant |  | Pcs | PVC Male Threaded Coupling DN65mm(2-1/2") | MPL | 1.491
| PL | PVC Fitting | Male Threaded Coupling |  | DN80 |  | Elephant |  | Pcs | PVC Male Threaded Coupling DN80mm(3") | MPL | 1.978
| PL | PVC Fitting | Male Threaded Coupling |  | DN100 |  | Elephant |  | Pcs | PVC Male Threaded Coupling DN100mm(4") | MPL | 3.982
0
| PL | PVC Fitting | Female Threaded Elbow |  | DN15 |  | Elephant |  | Pcs | PVC Female Threaded Elbow DN15mm(1/2") | MPL | 0.235
| PL | PVC Fitting | Female Threaded Elbow |  | DN20 |  | Elephant |  | Pcs | PVC Female Threaded Elbow DN20mm(3/4") | MPL | 0.368
| PL | PVC Fitting | Female Threaded Elbow |  | DN25 |  | Elephant |  | Pcs | PVC Female Threaded Elbow DN25mm(1") | MPL | 0.683
0
| PL | PVC Fitting | Male Threaded Elbow |  | DN15 |  | Elephant |  | Pcs | PVC​ Male Threaded Elbow DN15mm(1/2") | MPL | 0.294
| PL | PVC Fitting | Male Threaded Elbow |  | DN20 |  | Elephant |  | Pcs | PVC Male Threaded Elbow DN20mm(3/4") | MPL | 0.346
| PL | PVC Fitting | Male Threaded Elbow |  | DN25 |  | Elephant |  | Pcs | PVC Male Threaded Elbow DN25mm(1") | MPL | 0.63
| PL | [8 empty] | 0
| PL | PVC Fitting | Female Threaded Tee |  | DN15 |  | Elephant |  | Pcs | PVC Female Threaded Tee DN15mm(1/2") | MPL | 0.419
| PL | PVC Fitting | Female Threaded Tee |  | DN20 |  | Elephant |  | Pcs | PVC Female Threaded Tee DN20mm(3/4") | MPL | 0.552
| PL | PVC Fitting | Female Threaded Tee |  | DN25 |  | Elephant |  | Pcs | PVC Female Threaded Tee DN25mm(1") | MPL | 0.854
0
| PL | PVC Fitting | Female Threaded End Cap |  | DN15 |  | Elephant |  | Pcs | PVC Female Threaded End Cap DN15mm(1/2")
| PL | PVC Fitting | Female Threaded End Cap |  | DN20 |  | Elephant |  | Pcs | PVC Female Threaded End Cap DN20mm(3/4")
| PL | PVC Fitting | Female Threaded End Cap |  | DN25 |  | Elephant |  | Pcs | PVC Female Threaded End Cap DN25mm(1")
| PL | PVC Fitting | Female Threaded End Cap |  | DN55 |  | Elephant |  | Pcs | PVC Female Threaded End Cap DN55mm(2")
0
| PL | PVC Fitting | Male Threaded End Cap |  | DN15 |  | Elephant |  | Pcs | PVC Male Threaded End Cap DN15mm(1/2")
| PL | PVC Fitting | Male Threaded End Cap |  | DN20 |  | Elephant |  | Pcs | PVC Male Threaded End Cap DN20mm(3/4")
| PL | PVC Fitting | Male Threaded End Cap |  | DN25 |  | Elephant |  | Pcs | PVC Male Threaded End Cap DN25mm(1")
| PL | PVC Fitting | Male Threaded End Cap |  | DN35 |  | Elephant |  | Pcs | PVC Male Threaded End Cap DN35mm(1-1/4")
| PL | PVC Fitting | Male Threaded End Cap |  | DN55 |  | Elephant |  | Pcs | PVC Male Threaded End Cap DN55mm(2")
0
| PL | PVC Fitting | End Cap |  | DN15 |  | Elephant |  | Pcs | PVC End Cap DN15mm(1/2") | MPL
| PL | PVC Fitting | End Cap |  | DN20 |  | Elephant |  | Pcs | PVC End Cap DN20mm(3/4") | MPL
| PL | PVC Fitting | End Cap |  | DN25 |  | Elephant |  | Pcs | PVC End Cap DN25mm(1") | MPL
| PL | PVC Fitting | End Cap |  | DN35 |  | Elephant |  | Pcs | PVC End Cap DN35mm(1-1/4") | MPL
| PL | PVC Fitting | End Cap |  | DN40 |  | Elephant |  | Pcs | PVC End Cap DN40mm(1-1/2") | MPL
| PL | PVC Fitting | End Cap |  | DN55 |  | Elephant |  | Pcs | PVC End Cap DN55mm(2") | MPL
| PL | PVC Fitting | End Cap |  | DN65 |  | Elephant |  | Pcs | PVC End Cap DN65mm(2-1/2") | MPL
| PL | PVC Fitting | End Cap |  | DN80 |  | Elephant |  | Pcs | PVC End Cap DN80mm(3") | MPL
| PL | PVC Fitting | End Cap |  | DN100 |  | Elephant |  | Pcs | PVC End Cap DN100mm(4") | MPL
| PL | PVC Fitting | End Cap |  | DN125 |  | Elephant |  | Pcs | PVC End Cap DN125mm(5") | MPL
| PL | PVC Fitting | End Cap |  | DN150 |  | Elephant |  | Pcs | PVC End Cap DN150mm(6") | MPL
| PL | PVC Fitting | End Cap |  | DN200 |  | Elephant |  | Pcs | PVC End Cap DN200mm(8") | MPL
0
| PL | uPVC Pipe |  |  | DN32 |  | Vicplas |  | m | uPVC Pipe Class 8.5 DN32mm(1-1/4")(5.8M/Length) - White Color | Vicplas | 1.06
| PL | uPVC Pipe |  |  | DN40 |  | Vicplas |  | m | uPVC Pipe Class 8.5 DN40mm(1-1/2")(5.8M/Length) - White Color | Vicplas | 1.3
| PL | uPVC Pipe |  |  | DN50 |  | Vicplas |  | m | uPVC Pipe Class 8.5 DN50mm(2")(5.8M/Length) - White Color | Vicplas | 1.75
| PL | uPVC Pipe |  |  | DN80 |  | Vicplas |  | m | uPVC Pipe Class 8.5 DN80mm(3")(5.8M/Length) - White Color | Vicplas | 3.54
| PL | uPVC Pipe |  |  | DN100 |  | Vicplas |  | m | uPVC Pipe Class 8.5 DN100mm(4")(5.8M/Length) - White Color | Vicplas | 4.45
| PL | uPVC Pipe |  |  | DN125 |  | Vicplas |  | m | uPVC Pipe Class 8.5 DN125mm(5")(5.8M/Length) - White Color | Vicplas | 6.21
| PL | uPVC Pipe |  |  | DN150 |  | Vicplas |  | m | uPVC Pipe Class 8.5 DN150mm(6")(5.8M/Length) - White Color | Vicplas | 8.31
| PL | uPVC Pipe |  |  | DN200 |  | Vicplas |  | m | uPVC Pipe Class 8.5 DN200mm(8")(5.5M/Length) - White Color | Vicplas | 14.32
| PL | uPVC Pipe |  |  | DN250 |  | Vicplas |  | m | uPVC Pipe Class 8.5 DN250mm(10")(5.8M/Length) - White Color | Vicplas | 24.48
| PL | uPVC Pipe |  |  | DN100 |  | Vicplas |  | m | uPVC Pipe Class 8.5 DN100mm(4")(5.8M/Length) - Grey Color | Vicplas | 4.45
| PL | uPVC Pipe |  |  | DN150 |  | Vicplas |  | m | uPVC Pipe Class 8.5 DN150mm(6")(5.8M/Length) - Grey Color | Vicplas | 8.31
| PL | uPVC Pipe |  |  | DN200 |  | Vicplas |  | m | uPVC Pipe Class 8.5 DN200mm(8")(5.5M/Length) - Grey Color | Vicplas | 14.32
| PL | uPVC Pipe |  |  | DN250 |  | Vicplas |  | m | uPVC Pipe Class 8.5 DN250mm(10")(5.8M/Length) - Grey Color | Vicplas | 24.48
0
| PL | uPVC Fitting | 90° Bend |  | DN32 |  | Vicplas |  | Pcs | uPVC 90° Bend Class 8.5 DN32mm(1-1/4") | Vicplas | 0.27
| PL | uPVC Fitting | 90° Bend |  | DN40 |  | Vicplas |  | Pcs | uPVC 90° Bend Class 8.5 DN40mm(1-1/2") | Vicplas | 0.34
| PL | uPVC Fitting | 90° Bend |  | DN50 |  | Vicplas |  | Pcs | uPVC 90° Bend Class 8.5 DN50mm(2") | Vicplas | 0.57
| PL | uPVC Fitting | 90° Bend |  | DN80 |  | Vicplas |  | Pcs | uPVC 90° Bend Class 8.5 DN80mm(3") | Vicplas | 1.47
| PL | uPVC Fitting | 90° Bend |  | DN100 |  | Vicplas |  | Pcs | uPVC 90° Bend Class 8.5 DN100mm(4") | Vicplas | 1.8
| PL | uPVC Fitting | 90° Bend |  | DN125 |  | Vicplas |  | Pcs | uPVC 90° Bend Class 8.5 DN125mm(5") | Vicplas | 4
| PL | uPVC Fitting | 90° Bend |  | DN150 |  | Vicplas |  | Pcs | uPVC 90° Bend Class 8.5 DN150mm(6") | Vicplas | 6.3
| PL | uPVC Fitting | 90° Bend |  | DN200 |  | Vicplas |  | Pcs | uPVC 90° Bend Class 8.5 DN200mm(8") | Vicplas | 15.5
| PL | uPVC Fitting | 90° Bend |  | DN250 |  | Vicplas |  | Pcs | uPVC 90° Bend Class 8.5 DN250mm(10") | Vicplas | 102.5
| PL | uPVC Fitting | 45° Bend |  | DN32 |  | Vicplas |  | Pcs | uPVC 45° Bend Class 8.5 DN32mm(1-1/4") | Vicplas | 0.32
| PL | uPVC Fitting | 45° Bend |  | DN40 |  | Vicplas |  | Pcs | uPVC 45° Bend Class 8.5 DN40mm(1-1/2") | Vicplas | 0.35
| PL | uPVC Fitting | 45° Bend |  | DN50 |  | Vicplas |  | Pcs | uPVC 45° Bend Class 8.5 DN50mm(2") | Vicplas | 0.49
| PL | uPVC Fitting | 45° Bend |  | DN80 |  | Vicplas |  | Pcs | uPVC 45° Bend Class 8.5 DN80mm(3") | Vicplas | 1.28
| PL | uPVC Fitting | 45° Bend |  | DN100 |  | Vicplas |  | Pcs | uPVC 45° Bend Class 8.5 DN100mm(4") | Vicplas | 1.8
| PL | uPVC Fitting | 45° Bend |  | DN125 |  | Vicplas |  | Pcs | uPVC 45° Bend Class 8.5 DN125mm(5") | Vicplas | 3.8
| PL | uPVC Fitting | 45° Bend |  | DN150 |  | Vicplas |  | Pcs | uPVC 45° Bend Class 8.5 DN150mm(6") | Vicplas | 6.21
| PL | uPVC Fitting | 45° Bend |  | DN200 |  | Vicplas |  | Pcs | uPVC 45° Bend Class 8.5 DN200mm(8") | Vicplas | 16.1
| PL | uPVC Fitting | 45° Bend |  | DN250 |  | Vicplas |  | Pcs | uPVC 45° Bend Class 8.5 DN250mm(10") | Vicplas | 100
| PL | uPVC Fitting | 90° Sweep Tee |  | DN32 |  | Vicplas |  | Pcs | uPVC 90° Sweep Tee Class 8.5 DN32mm(1-1/4") | Vicplas | 0.7
| PL | uPVC Fitting | 90° Sweep Tee |  | DN40 |  | Vicplas |  | Pcs | uPVC 90° Sweep Tee Class 8.5 DN40mm(1-1/2") | Vicplas | 0.72
| PL | uPVC Fitting | 90° Sweep Tee |  | DN50 |  | Vicplas |  | Pcs | uPVC 90° Sweep Tee Class 8.5 DN50mm(2") | Vicplas | 0.9
| PL | uPVC Fitting | 90° Sweep Tee |  | DN80 |  | Vicplas |  | Pcs | uPVC 90° Sweep Tee Class 8.5 DN80mm(3") | Vicplas | 2.42
| PL | uPVC Fitting | 90° Sweep Tee |  | DN100 |  | Vicplas |  | Pcs | uPVC 90° Sweep Tee Class 8.5 DN100mm(4") | Vicplas | 3.11
| PL | uPVC Fitting | 90° Sweep Tee |  | DN125 |  | Vicplas |  | Pcs | uPVC 90° Sweep Tee Class 8.5 DN125mm(5") | Vicplas | 8
| PL | uPVC Fitting | 90° Sweep Tee |  | DN150 |  | Vicplas |  | Pcs | uPVC 90° Sweep Tee Class 8.5 DN150mm(6") | Vicplas | 11.73
| PL | uPVC Fitting | 90° Sweep Tee |  | DN200 |  | Vicplas |  | Pcs | uPVC 90° Sweep Tee Class 8.5 DN200mm(8") | Vicplas | 19.9
| PL | uPVC Fitting | 90° Reducing Sweep Tee |  | DN80x50 |  | Vicplas |  | Pcs | uPVC 90° Reducing Sweep Tee Class 8.5 DN80x50mm(3"x2") | Vicplas | 3.05
| PL | uPVC Fitting | 90° Reducing Sweep Tee |  | DN100x50 |  | Vicplas |  | Pcs | uPVC 90° Reducing Sweep Tee Class 8.5 DN100x50mm(4"x2") | Vicplas | 3.05
| PL | uPVC Fitting | 90° Reducing Sweep Tee |  | DN100x80 |  | Vicplas |  | Pcs | uPVC 90° Reducing Sweep Tee Class 8.5 DN100x80mm(4"x3") | Vicplas | 3.58
| PL | uPVC Fitting | 90° Reducing Sweep Tee |  | DN125x100 |  | Vicplas |  | Pcs | uPVC 90° Reducing Sweep Tee Class 8.5 DN125x100mm(5"x4") | Vicplas | 4.75
| PL | uPVC Fitting | 90° Reducing Sweep Tee |  | DN150x100 |  | Vicplas |  | Pcs | uPVC 90° Reducing Sweep Tee Class 8.5 DN150x100mm(6"x4") | Vicplas | 6.8
| PL | uPVC Fitting | 90° Reducing Sweep Tee |  | DN200x100 |  | Vicplas |  | Pcs | uPVC 90° Reducing Sweep Tee Class 8.5 DN200x100mm(8"x4") | Vicplas | 22
| PL | uPVC Fitting | 90° Reducing Sweep Tee |  | DN200x150 |  | Vicplas |  | Pcs | uPVC 90° Reducing Sweep Tee Class 8.5 DN200x150mm(8"x6") | Vicplas | 23
| PL | uPVC Fitting | 45° Y-Tee |  | DN40 |  | Vicplas |  | Pcs | uPVC 45° Y-Tee Class 8.5 DN40mm(1-1/2") | Vicplas | 1.3
| PL | uPVC Fitting | 45° Y-Tee |  | DN50 |  | Vicplas |  | Pcs | uPVC 45° Y-Tee Class 8.5 DN50mm(2") | Vicplas | 1.61
| PL | uPVC Fitting | 45° Y-Tee |  | DN80 |  | Vicplas |  | Pcs | uPVC 45° Y-Tee Class 8.5 DN80mm(3") | Vicplas | 4.95
| PL | uPVC Fitting | 45° Y-Tee |  | DN100 |  | Vicplas |  | Pcs | uPVC 45° Y-Tee Tee Class 8.5 DN100mm(4") | Vicplas | 5.41
| PL | uPVC Fitting | 45° Y-Tee |  | DN125 |  | Vicplas |  | Pcs | uPVC 45° Y-Tee Class 8.5 DN125mm(5") | Vicplas | 9.5
| PL | uPVC Fitting | 45° Y-Tee |  | DN150 |  | Vicplas |  | Pcs | uPVC 45° Y-Tee Class 8.5 DN150mm(6") | Vicplas | 13.46
| PL | uPVC Fitting | 45° Y-Tee |  | DN200 |  | Vicplas |  | Pcs | uPVC 45° Y-Tee Class 8.5 DN200mm(8") | Vicplas | 19.95
| PL | uPVC Fitting | 45° Reducing Coupling Y- Tee |  | DN50x40 |  | Vicplas |  | Pcs | uPVC 45° Reducing Coupling Y- Tee Class 8.5 DN50x40mm(2"x 1.1/2") | Vicplas | 1.3
| PL | uPVC Fitting | 45° Reducing Coupling Y- Tee |  | DN80x40 |  | Vicplas |  | Pcs | uPVC 90° Reducing Coupling Y- Tee Class 8.5 DN80x40mm(3"x 1.1/2") | Vicplas | 3.53
| PL | uPVC Fitting | 45° Reducing Coupling Y- Tee |  | DN80x50 |  | Vicplas |  | Pcs | uPVC 90° Reducing Coupling Y- Tee Class 8.5 DN80x50mm(3"x2") | Vicplas | 3.74
| PL | uPVC Fitting | 45° Reducing Coupling Y- Tee |  | DN100x50 |  | Vicplas |  | Pcs | uPVC 90° Reducing Coupling Y- Tee Class 8.5 DN100x50mm(4"x2") | Vicplas | 4.72
| PL | uPVC Fitting | 45° Reducing Coupling Y- Tee |  | DN100x80 |  | Vicplas |  | Pcs | uPVC 90° Reducing Coupling Y- Tee Class 8.5 DN100x80mm(4"x3") | Vicplas | 5.1
| PL | uPVC Fitting | 45° Reducing Coupling Y- Tee |  | DN125x100 |  | Vicplas |  | Pcs | uPVC 90° Reducing Coupling Y- Tee Class 8.5 DN125x100mm(5"x4") | Vicplas | 7.5
| PL | uPVC Fitting | 45° Reducing Coupling Y- Tee |  | DN150x100 |  | Vicplas |  | Pcs | uPVC 90° Reducing Coupling Y- Tee Class 8.5 DN150x100mm(6"x4") | Vicplas | 10.12
| PL | uPVC Fitting | Socket |  | DN40 |  | Vicplas |  | Pcs | uPVC Socket Class 8.5 DN40mm(1-1/2") | Vicplas | 0.35
| PL | uPVC Fitting | Socket |  | DN50 |  | Vicplas |  | Pcs | uPVC Socket Class 8.5 DN50mm(2") | Vicplas | 0.4
| PL | uPVC Fitting | Socket |  | DN80 |  | Vicplas |  | Pcs | uPVC Socket Class 8.5 DN80mm(3") | Vicplas | 0.77
| PL | uPVC Fitting | Socket |  | DN100 |  | Vicplas |  | Pcs | uPVC Socket Class 8.5 DN100mm(4") | Vicplas | 0.95
| PL | uPVC Fitting | Socket |  | DN125 |  | Vicplas |  | Pcs | uPVC Socket Class 8.5 DN125mm(5") | Vicplas | 2
| PL | uPVC Fitting | Socket |  | DN150 |  | Vicplas |  | Pcs | uPVC Socket Class 8.5 DN150mm(6") | Vicplas | 3.2
| PL | uPVC Fitting | Socket |  | DN150 |  | Vicplas |  | Pcs | uPVC Socket Class 8.5 DN200mm(8") | Vicplas | 9.49
| PL | uPVC Fitting | Level Invert Taper |  | DN50x40 |  | Vicplas |  | Pcs | uPVC Level Invert Taper Class 8.5 DN50x40mm(2"x 1.1/2") | Vicplas | 1.45
| PL | uPVC Fitting | Level Invert Taper |  | DN80x50 |  | Vicplas |  | Pcs | uPVC Level Invert Taper Class 8.5 DN80x50mm(3"x 2") | Vicplas | 2.2
| PL | uPVC Fitting | Level Invert Taper |  | DN100x50 |  | Vicplas |  | Pcs | uPVC Level Invert Taper Class 8.5 DN100x50mm(4"x 2") | Vicplas | 2.9
| PL | uPVC Fitting | Level Invert Taper |  | DN100x80 |  | Vicplas |  | Pcs | uPVC Level Invert Taper Class 8.5 DN100x80mm(4"x 3") | Vicplas | 2.9
| PL | uPVC Fitting | Level Invert Taper |  | DN125x100 |  | Vicplas |  | Pcs | uPVC Level Invert Taper Class 8.5 DN125x100mm(5"x 4") | Vicplas | 3.5
| PL | uPVC Fitting | Level Invert Taper |  | DN150x100 |  | Vicplas |  | Pcs | uPVC Level Invert Taper Class 8.5 DN150x100mm(8"x 4") | Vicplas | 6.9
| PL | uPVC Fitting | Level Invert Taper |  | DN200x150 |  | Vicplas |  | Pcs | uPVC Level Invert Taper Class 8.5 DN200x150mm(8"x 6") | Vicplas | 17.08
| PL | uPVC Fitting | End Cap |  | DN40 |  | Vicplas |  | Pcs | uPVC End Cap DN40mm( 1-1/2") | Vicplas | 0.35
| PL | uPVC Fitting | End Cap |  | DN50 |  | Vicplas |  | Pcs | uPVC End Cap DN50mm( 2") | Vicplas | 0.55
| PL | uPVC Fitting | End Cap |  | DN80 |  | Vicplas |  | Pcs | uPVC End Cap DN80mm(3") | Vicplas | 0.9
| PL | uPVC Fitting | End Cap |  | DN100 |  | Vicplas |  | Pcs | uPVC End Cap DN100mm(4") | Vicplas | 1.27
| PL | uPVC Fitting | End Cap |  | DN150 |  | Vicplas |  | Pcs | uPVC End Cap DN150mm(6'') | Vicplas | 1.9
| PL | uPVC Fitting | End Cap |  | DN200 |  | Vicplas |  | Pcs | uPVC End Cap DN200mm(8'') | Vicplas | 37.5
| PL | uPVC Fitting | Clean Out |  | DN50 |  | Vicplas |  | Pcs | uPVC Clean Out DN50mm( 2") | Vicplas | 2
| PL | uPVC Fitting | Clean Out |  | DN80 |  | Vicplas |  | Pcs | uPVC Clean Out DN80mm(3") | Vicplas | 3.51
| PL | uPVC Fitting | Clean Out |  | DN100 |  | Vicplas |  | Pcs | uPVC Clean Out DN100mm(4") | Vicplas | 4.65
| PL | uPVC Fitting | Clean Out |  | DN150 |  | Vicplas |  | Pcs | uPVC Clean Out DN150mm(6'') | Vicplas | 8.7
| PL | uPVC Fitting | Clean Out |  | DN200 |  | Vicplas |  | Pcs | uPVC Clean Out DN200mm(8'') | Vicplas | 25
| PL | uPVC Fitting | P-Trap |  | DN50 |  | Vicplas |  | Pcs | uPVC P-Trap DN50mm( 2") | Vicplas
| PL | uPVC Fitting | P-Trap |  | DN80 |  | Vicplas |  | Pcs | uPVC P-Trap DN80mm( 3") | Vicplas
0
| PL | PP-R Pipe |  | PN12.5 | OD20 |  | Polygone |  | m | PP-R Pipe​ PN12.5 OD20mm( 4M/Length),Green Color | TEM | 0.75
| PL | PP-R Pipe |  | PN12.5 | OD25 |  | Polygone |  | m | PP-R Pipe PN12.5 OD25mm( 4M/Length ),Green Color | TEM | 1.06
| PL | PP-R Pipe |  | PN12.5 | OD32 |  | Polygone |  | m | PP-R Pipe PN12.5 OD32mm(4M/Length),Green Color | TEM | 1.68
| PL | PP-R Pipe |  | PN12.5 | OD40 |  | Polygone |  | m | PP-R Pipe PN12.5 OD40mm(4M/Length),Green Color | TEM | 2.96
| PL | PP-R Pipe |  | PN12.5 | OD50 |  | Polygone |  | m | PP-R Pipe PN12.5 OD50mm(4M/Length),Green Color | TEM | 4.39
| PL | PP-R Pipe |  | PN12.5 | OD63 |  | Polygone |  | m | PP-R Pipe PN12.5 OD63mm(4M/Length),Green Color | TEM | 7.16
| PL | PP-R Pipe |  | PN12.5 | OD75 |  | Polygone |  | m | PP-R Pipe PN12.5 OD75mm(4M/Length),Green Color | TEM | 9.9
| PL | PP-R Pipe |  | PN12.5 | OD90 |  | Polygone |  | m | PP-R Pipe PN12.5 OD90mm(4M/Length),Green Color | TEM | 14.3
| PL | PP-R Pipe |  | PN12.5 | OD110 |  | Polygone |  | m | PP-R Pipe PN12.5 OD110mm(4M/Length),Green Color | TEM | 21.67
| PL | PP-R Pipe |  | PN12.5 | OD160 |  | Polygone |  | m | PP-R Pipe PN12.5 OD160mm(4M/Length),Green Color | TEM | 49.5
0
| PL | PP-R Pipe |  | PN20 | OD20 |  | Polygone |  | m | PP-R Pipe​ PN20 OD20mm(4M/Length),Green Color | TEM | 1.39
| PL | PP-R Pipe |  | PN20 | OD25 |  | Polygone |  | m | PP-R Pipe PN20 OD25mm(4M/Length),Green Color | TEM | 2.02
| PL | PP-R Pipe |  | PN20 | OD32 |  | Polygone |  | m | PP-R Pipe PN20 OD32mm(4M/Length),Green Color | TEM | 3.02
| PL | PP-R Pipe |  | PN20 | OD40 |  | Polygone |  | m | PP-R Pipe PN20 OD40mm(4M/Length),Green Color | TEM | 4.85
| PL | PP-R Pipe |  | PN20 | OD50 |  | Polygone |  | m | PP-R Pipe PN20 OD50mm(4M/Length),Green Color | TEM | 7.16
| PL | PP-R Pipe |  | PN20 | OD63 |  | Polygone |  | m | PP-R Pipe PN20 OD63mm(4M/Length),Green Color | TEM | 11.5
| PL | PP-R Pipe |  | PN20 | OD75 |  | Polygone |  | m | PP-R Pipe PN20 OD75mm(4M/Length),Green Color | TEM | 19.02
| PL | PP-R Pipe |  | PN20 | OD90 |  | Polygone |  | m | PP-R Pipe PN20 OD90mm(4M/Length),Green Color | TEM | 27.82
| PL | PP-R Pipe |  | PN20 | OD110 |  | Polygone |  | m | PP-R Pipe PN20 OD110mm(4M/Length),Green Color | TEM | 40.91
| PL | [8 empty] | 0
| PL | PP-R Fitting | U Clamp |  | OD20 |  | Polygone |  | Pcs | PP-R U Clamp OD20mm,Green Color | TEM
| PL | PP-R Fitting | U Clamp |  | OD25 |  | Polygone |  | Pcs | PP-R U Clamp OD25mm,Green Color | TEM
0
| PL | PP-R Fitting | Coupling |  | OD20 |  | Polygone |  | Pcs | PP-R Coupling OD20mm,Green Color | TEM | 0.11
| PL | PP-R Fitting | Coupling |  | OD25 |  | Polygone |  | Pcs | PP-R Coupling OD25mm,Green Color | TEM | 0.16
| PL | PP-R Fitting | Coupling |  | OD32 |  | Polygone |  | Pcs | PP-R Coupling OD32mm,Green Color | TEM | 0.3
| PL | PP-R Fitting | Coupling |  | OD40 |  | Polygone |  | Pcs | PP-R Coupling OD40mm,Green Color | TEM | 0.52
| PL | PP-R Fitting | Coupling |  | OD50 |  | Polygone |  | Pcs | PP-R Coupling OD50mm,Green Color | TEM | 0.91
| PL | PP-R Fitting | Coupling |  | OD63 |  | Polygone |  | Pcs | PP-R Coupling OD63mm,Green Color | TEM | 1.6
| PL | PP-R Fitting | Coupling |  | OD75 |  | Polygone |  | Pcs | PP-R Coupling OD75mm,Green Color | TEM | 2.76
| PL | PP-R Fitting | Coupling |  | OD90 |  | Polygone |  | Pcs | PP-R Coupling OD90mm,Green Color | TEM | 4.56
| PL | PP-R Fitting | Coupling |  | OD110 |  | Polygone |  | Pcs | PP-R Coupling OD110mm,Green Color | TEM | 7.66
| PL | PP-R Fitting | Coupling |  | OD160 |  | Polygone |  | Pcs | PP-R Coupling OD160mm,Green Color | TEM | 14.52
0
| PL | PP-R Fitting | Reducing |  | OD25x20 |  | Polygone |  | Pcs | PP-R Reducing OD25x20mm,Green Color | TEM | 0.21
| PL | PP-R Fitting | Reducing |  | OD32x20 |  | Polygone |  | Pcs | PP-R Reducing OD32x20mm,Green Color | TEM | 0.31
| PL | PP-R Fitting | Reducing |  | OD32x25 |  | Polygone |  | Pcs | PP-R Reducing OD32x25mm,Green Color | TEM | 0.34
| PL | PP-R Fitting | Reducing |  | OD40x20 |  | Polygone |  | Pcs | PP-R Reducing OD40x20mm,Green Color | TEM | 0.49
| PL | PP-R Fitting | Reducing |  | OD40x25 |  | Polygone |  | Pcs | PP-R Reducing OD40x25mm,Green Color | TEM | 0.57
| PL | PP-R Fitting | Reducing |  | OD40x32 |  | Polygone |  | Pcs | PP-R Reducing OD40x32mm,Green Color | TEM | 0.59
| PL | PP-R Fitting | Reducing |  | OD50x20 |  | Polygone |  | Pcs | PP-R Reducing OD50x20mm,Green Color | TEM | 0.8
| PL | PP-R Fitting | Reducing |  | OD50x25 |  | Polygone |  | Pcs | PP-R Reducing OD50x25mm,Green Color | TEM | 0.89
| PL | PP-R Fitting | Reducing |  | OD50x32 |  | Polygone |  | Pcs | PP-R Reducing OD50x32mm,Green Color | TEM | 0.96
| PL | PP-R Fitting | Reducing |  | OD50x40 |  | Polygone |  | Pcs | PP-R Reducing OD50x40mm,Green Color | TEM | 1.04
| PL | PP-R Fitting | Reducing |  | OD63x20 |  | Polygone |  | Pcs | PP-R Reducing OD63x20mm,Green Color | TEM | 1.52
| PL | PP-R Fitting | Reducing |  | OD63x25 |  | Polygone |  | Pcs | PP-R Reducing OD63x25mm,Green Color | TEM | 1.51
| PL | PP-R Fitting | Reducing |  | OD63x32 |  | Polygone |  | Pcs | PP-R Reducing OD63x32mm,Green Color | TEM | 1.54
| PL | PP-R Fitting | Reducing |  | OD63x40 |  | Polygone |  | Pcs | PP-R Reducing OD63x40mm,Green Color | TEM | 1.62
| PL | PP-R Fitting | Reducing |  | OD63x50 |  | Polygone |  | Pcs | PP-R Reducing OD63x50mm,Green Color | TEM | 1.74
| PL | PP-R Fitting | Reducing |  | OD75x32 |  | Polygone |  | Pcs | PP-R Reducing OD75x32mm,Green Color | TEM | 2.14
| PL | PP-R Fitting | Reducing |  | OD75x40 |  | Polygone |  | Pcs | PP-R Reducing OD75x40mm,Green Color | TEM | 2.42
| PL | PP-R Fitting | Reducing |  | OD75x50 |  | Polygone |  | Pcs | PP-R Reducing OD75x50mm,Green Color | TEM | 2.53
| PL | PP-R Fitting | Reducing |  | OD75x63 |  | Polygone |  | Pcs | PP-R Reducing OD75x63mm,Green Color | TEM | 2.97
| PL | PP-R Fitting | Reducing |  | OD90x40 |  | Polygone |  | Pcs | PP-R Reducing OD90x40mm,Green Color | TEM | 3.66
| PL | PP-R Fitting | Reducing |  | OD90x50 |  | Polygone |  | Pcs | PP-R Reducing OD90x50mm,Green Color | TEM | 3.93
| PL | PP-R Fitting | Reducing |  | OD90x63 |  | Polygone |  | Pcs | PP-R Reducing OD90x63mm,Green Color | TEM | 4.22
| PL | PP-R Fitting | Reducing |  | OD90x75 |  | Polygone |  | Pcs | PP-R Reducing OD90x75mm,Green Color | TEM | 4.44
| PL | PP-R Fitting | Reducing |  | OD110x50 |  | Polygone |  | Pcs | PP-R Reducing OD110x50mm,Green Color | TEM | 6.29
| PL | PP-R Fitting | Reducing |  | OD110x63 |  | Polygone |  | Pcs | PP-R Reducing OD110x63mm,Green Color | TEM | 6.91
| PL | PP-R Fitting | Reducing |  | OD110x75 |  | Polygone |  | Pcs | PP-R Reducing OD110x75mm,Green Color | TEM | 7.17
| PL | PP-R Fitting | Reducing |  | OD110x90 |  | Polygone |  | Pcs | PP-R Reducing OD110x90mm,Green Color | TEM | 7.91
| PL | PP-R Fitting | Reducing |  | OD160x110 |  | Polygone |  | Pcs | PP-R Reducing OD160x110mm,Green Color | TEM | 13.71
0
| PL | PP-R Fitting | Female Threaded Coupling |  | OD20xR1/2'' |  | Polygone |  | Pcs | PP-R Female Threaded Coupling OD20xR1/2'',Green Color | TEM | 1.64
| PL | PP-R Fitting | Female Threaded Coupling |  | OD20xR3/4'' |  | Polygone |  | Pcs | PP-R Female Threaded Coupling OD20xR3/4”,Green Color | TEM | 2.51
| PL | PP-R Fitting | Female Threaded Coupling |  | OD25xR1/2'' |  | Polygone |  | Pcs | PP-R Female Threaded Coupling OD25xR1/2”,Green Color | TEM | 1.64
| PL | PP-R Fitting | Female Threaded Coupling |  | OD25xR3/4'' |  | Polygone |  | Pcs | PP-R Female Threaded Coupling OD25xR3/4”,Green Color | TEM | 2.29
| PL | PP-R Fitting | Female Threaded Coupling |  | OD32xR3/4'' |  | Polygone |  | Pcs | PP-R Female Threaded Coupling OD32xR3/4”,Green Color | TEM | 2.81
| PL | PP-R Fitting | Female Threaded Coupling |  | OD32xR1'' |  | Polygone |  | Pcs | PP-R Female Threaded Coupling OD32xR1”,Green Color | TEM | 4.84
| PL | PP-R Fitting | Female Threaded Coupling |  | OD40xR1-1/4'' |  | Polygone |  | Pcs | PP-R Female Threaded Coupling OD40xR1-1/4”,Green Color | TEM | 8.67
| PL | PP-R Fitting | Female Threaded Coupling |  | OD50xR1-1/2'' |  | Polygone |  | Pcs | PP-R Female Threaded Coupling OD50xR1-1/2”,Green Color | TEM | 10.46
| PL | PP-R Fitting | Female Threaded Coupling |  | OD63xR2'' |  | Polygone |  | Pcs | PP-R Female Threaded Coupling OD63xR2”,Green Color | TEM | 15.16
0
| PL | PP-R Fitting | Male Threaded Coupling |  | OD20xRP1/2'' |  | Polygone |  | Pcs | PP-R Male Threaded Coupling OD20xRP1/2'',Green Color | TEM | 2.51
| PL | PP-R Fitting | Male Threaded Coupling |  | OD20xRP3/4'' |  | Polygone |  | Pcs | PP-R Male Threaded Coupling OD20xRP3/4'',Green Color | TEM | 3.29
| PL | PP-R Fitting | Male Threaded Coupling |  | OD25xRP1/2'' |  | Polygone |  | Pcs | PP-R Male Threaded Coupling OD25xRP1/2”,Green Color | TEM | 2.6
| PL | PP-R Fitting | Male Threaded Coupling |  | OD25xRP3/4'' |  | Polygone |  | Pcs | PP-R Male Threaded Coupling OD25xRP3/4”,Green Color | TEM | 3.67
| PL | PP-R Fitting | Male Threaded Coupling |  | OD32xRP3/4'' |  | Polygone |  | Pcs | PP-R Male Threaded Coupling OD32xRP3/4”,Green Color | TEM | 4.49
| PL | PP-R Fitting | Male Threaded Coupling |  | OD32xRP1'' |  | Polygone |  | Pcs | PP-R Male Threaded Coupling OD32xRP1”,Green Color | TEM | 6.67
| PL | PP-R Fitting | Male Threaded Coupling |  | OD40xRP1-1/4'' |  | Polygone |  | Pcs | PP-R Male Threaded Coupling OD40xRP1-1/4”,Green Color | TEM | 11.64
| PL | PP-R Fitting | Male Threaded Coupling |  | OD50xRP1-1/2'' |  | Polygone |  | Pcs | PP-R Male Threaded Coupling OD50xRP1-1/2”,Green Color | TEM | 13.77
| PL | PP-R Fitting | Male Threaded Coupling |  | OD63xRP2'' |  | Polygone |  | Pcs | PP-R Male Threaded Coupling OD63xRP2'',Green Color | TEM | 17.6
0
| PL | PP-R Fitting | Tee |  | OD20 |  | Polygone |  | Pcs | PP-R​ Tee OD20mm,Green Color | TEM | 0.25
| PL | PP-R Fitting | Tee |  | OD25 |  | Polygone |  | Pcs | PP-R Tee OD25mm,Green Color | TEM | 0.4
| PL | PP-R Fitting | Tee |  | OD32 |  | Polygone |  | Pcs | PP-R Tee OD32mm,Green Color | TEM | 0.78
| PL | PP-R Fitting | Tee |  | OD40 |  | Polygone |  | Pcs | PP-R Tee OD40mm,Green Color | TEM | 1.31
| PL | PP-R Fitting | Tee |  | OD50 |  | Polygone |  | Pcs | PP-R Tee OD50mm,Green Color | TEM | 2.43
| PL | PP-R Fitting | Tee |  | OD63 |  | Polygone |  | Pcs | PP-R Tee OD63mm,Green Color | TEM | 4.2
| PL | PP-R Fitting | Tee |  | OD75 |  | Polygone |  | Pcs | PP-R Tee OD75mm,Green Color | TEM | 6.75
| PL | PP-R Fitting | Tee |  | OD90 |  | Polygone |  | Pcs | PP-R Tee OD90mm,Green Color | TEM | 11.13
| PL | PP-R Fitting | Tee |  | OD110 |  | Polygone |  | Pcs | PP-R Tee OD110mm,Green Color | TEM | 19.15
| PL | PP-R Fitting | Tee |  | OD160 |  | Polygone |  | Pcs | PP-R Tee OD160mm,Green Color | TEM | 38.07
0
| PL | PP-R Fitting | Reducing Tee |  | OD25x20 |  | Polygone |  | Pcs | PP-R Reducing Tee OD25x20mm,Green Color | TEM | 0.58
| PL | PP-R Fitting | Reducing Tee |  | OD32x20 |  | Polygone |  | Pcs | PP-R Reducing Tee OD32x20mm,Green Color | TEM | 0.63
| PL | PP-R Fitting | Reducing Tee |  | OD32x25 |  | Polygone |  | Pcs | PP-R Reducing Tee OD32x25mm,Green Color | TEM | 0.93
| PL | PP-R Fitting | Reducing Tee |  | OD40x20 |  | Polygone |  | Pcs | PP-R Reducing Tee OD40x20mm,Green Color | TEM | 1
| PL | PP-R Fitting | Reducing Tee |  | OD40x25 |  | Polygone |  | Pcs | PP-R Reducing Tee OD40x25mm,Green Color | TEM | 1.13
| PL | PP-R Fitting | Reducing Tee |  | OD40x32 |  | Polygone |  | Pcs | PP-R Reducing Tee OD40x32mm,Green Color | TEM | 1.49
| PL | PP-R Fitting | Reducing Tee |  | OD50x20 |  | Polygone |  | Pcs | PP-R Reducing Tee OD50x20mm,Green Color | TEM | 1.6
| PL | PP-R Fitting | Reducing Tee |  | OD50x25 |  | Polygone |  | Pcs | PP-R Reducing Tee OD50x25mm,Green Color | TEM | 1.81
| PL | PP-R Fitting | Reducing Tee |  | OD50x32 |  | Polygone |  | Pcs | PP-R Reducing Tee OD50x32mm,Green Color | TEM | 1.92
| PL | PP-R Fitting | Reducing Tee |  | OD50x40 |  | Polygone |  | Pcs | PP-R Reducing Tee OD50x40mm,Green Color | TEM | 2.05
| PL | PP-R Fitting | Reducing Tee |  | OD63x20 |  | Polygone |  | Pcs | PP-R Reducing Tee OD63x20mm,Green Color | TEM | 2.99
| PL | PP-R Fitting | Reducing Tee |  | OD63x25 |  | Polygone |  | Pcs | PP-R Reducing Tee OD63x25mm,Green Color | TEM | 2.64
| PL | PP-R Fitting | Reducing Tee |  | OD63x32 |  | Polygone |  | Pcs | PP-R Reducing Tee OD63x32mm,Green Color | TEM | 2.86
| PL | PP-R Fitting | Reducing Tee |  | OD63x40 |  | Polygone |  | Pcs | PP-R Reducing Tee OD63x40mm,Green Color | TEM | 3.14
| PL | PP-R Fitting | Reducing Tee |  | OD63x50 |  | Polygone |  | Pcs | PP-R Reducing Tee OD63x50mm,Green Color | TEM | 3.36
| PL | PP-R Fitting | Reducing Tee |  | OD75x32 |  | Polygone |  | Pcs | PP-R Reducing Tee OD75x32mm,Green Color | TEM | 4.26
| PL | PP-R Fitting | Reducing Tee |  | OD75x40 |  | Polygone |  | Pcs | PP-R Reducing Tee OD75x40mm,Green Color | TEM | 4.7
| PL | PP-R Fitting | Reducing Tee |  | OD75x50 |  | Polygone |  | Pcs | PP-R Reducing Tee OD75x50mm,Green Color | TEM | 5.11
| PL | PP-R Fitting | Reducing Tee |  | OD75x63 |  | Polygone |  | Pcs | PP-R Reducing Tee OD75x63mm,Green Color | TEM | 5.88
| PL | PP-R Fitting | Reducing Tee |  | OD90x40 |  | Polygone |  | Pcs | PP-R Reducing Tee OD90x40mm,Green Color | TEM | 6.4
| PL | PP-R Fitting | Reducing Tee |  | OD90x50 |  | Polygone |  | Pcs | PP-R Reducing Tee OD90x50mm,Green Color | TEM | 7.69
| PL | PP-R Fitting | Reducing Tee |  | OD90x63 |  | Polygone |  | Pcs | PP-R Reducing Tee OD90x63mm,Green Color | TEM | 8.53
| PL | PP-R Fitting | Reducing Tee |  | OD90x75 |  | Polygone |  | Pcs | PP-R Reducing Tee OD90x75mm,Green Color | TEM | 10.71
| PL | PP-R Fitting | Reducing Tee |  | OD110x50 |  | Polygone |  | Pcs | PP-R Reducing Tee OD110x50mm,Green Color | TEM | 11.2
| PL | PP-R Fitting | Reducing Tee |  | OD110x63 |  | Polygone |  | Pcs | PP-R Reducing Tee OD110x63mm,Green Color | TEM | 13.49
| PL | PP-R Fitting | Reducing Tee |  | OD110x75 |  | Polygone |  | Pcs | PP-R Reducing Tee OD110x75mm,Green Color | TEM | 14.9
| PL | PP-R Fitting | Reducing Tee |  | OD110x90 |  | Polygone |  | Pcs | PP-R Reducing Tee OD110x90mm,Green Color | TEM | 16.49
| PL | PP-R Fitting | Reducing Tee |  | OD160x110 |  | Polygone |  | Pcs | PP-R Reducing Tee OD160x110mm,Green Color | TEM | 29.33
0
| PL | PP-R Fitting | Female Threaded Tee |  | OD20xR1/2'' |  | Polygone |  | Pcs | PP-R Female Threaded Tee OD20xR1/2”,Green Color | TEM | 1.74
| PL | PP-R Fitting | Female Threaded Tee |  | OD20xR3/4'' |  | Polygone |  | Pcs | PP-R Female Threaded Tee OD20xR3/4”,Green Color | TEM | 2.6
| PL | PP-R Fitting | Female Threaded Tee |  | OD25xR1/2'' |  | Polygone |  | Pcs | PP-R Female Threaded Tee OD25xR1/2”,Green Color | TEM | 1.83
| PL | PP-R Fitting | Female Threaded Tee |  | OD25xR3/4'' |  | Polygone |  | Pcs | PP-R Female Threaded Tee OD25xR3/4”,Green Color | TEM | 2.46
| PL | PP-R Fitting | Female Threaded Tee |  | OD32xR1/2'' |  | Polygone |  | Pcs | PP-R Female Threaded Tee OD32xR1/2”,Green Color | TEM | 2.17
| PL | PP-R Fitting | Female Threaded Tee |  | OD32xR3/4'' |  | Polygone |  | Pcs | PP-R Female Threaded Tee OD32xR3/4”,Green Color | TEM | 3.21
| PL | PP-R Fitting | Female Threaded Tee |  | OD32xR1'' |  | Polygone |  | Pcs | PP-R Female Threaded Tee OD32xR1”,Green Color | TEM | 5.26
0
| PL | PP-R Fitting | Male Threaded Tee |  | OD20xRP1/2'' |  | Polygone |  | Pcs | PP-R Male Threaded Tee OD20xRP1/2”,Green Color | TEM | 2.62
| PL | PP-R Fitting | Male Threaded Tee |  | OD20xRP3/4'' |  | Polygone |  | Pcs | PP-R Male Threaded Tee OD20xRP3/4”,Green Color | TEM | 3.53
| PL | PP-R Fitting | Male Threaded Tee |  | OD25xRP1/2'' |  | Polygone |  | Pcs | PP-R Male Threaded Tee OD25xRP1/2”,Green Color | TEM | 2.71
| PL | PP-R Fitting | Male Threaded Tee |  | OD25xRP3/4'' |  | Polygone |  | Pcs | PP-R Male Threaded Tee OD25xRP3/4”,Green Color | TEM | 3.87
| PL | PP-R Fitting | Male Threaded Tee |  | OD32xRP1/2'' |  | Polygone |  | Pcs | PP-R Male Threaded Tee OD32xRP1/2”,Green Color | TEM | 3.04
| PL | PP-R Fitting | Male Threaded Tee |  | OD32xRP3/4'' |  | Polygone |  | Pcs | PP-R Male Threaded Tee OD32xRP3/4”,Green Color | TEM | 3.82
| PL | PP-R Fitting | Male Threaded Tee |  | OD32xRP1'' |  | Polygone |  | Pcs | PP-R Male Threaded Tee OD32xRP1”,Green Color | TEM | 8.92
0
| PL | PP-R Fitting | Elbow 90° |  | OD20 |  | Polygone |  | Pcs | PP-R​ Elbow 90° OD20mm,Green Color | TEM | 0.21
| PL | PP-R Fitting | Elbow 90° |  | OD25 |  | Polygone |  | Pcs | PP-R Elbow 90° OD25mm,Green Color | TEM | 0.33
| PL | PP-R Fitting | Elbow 90° |  | OD32 |  | Polygone |  | Pcs | PP-R Elbow 90° OD32mm,Green Color | TEM | 0.61
| PL | PP-R Fitting | Elbow 90° |  | OD40 |  | Polygone |  | Pcs | PP-R Elbow 90° OD40mm,Green Color | TEM | 1.09
| PL | PP-R Fitting | Elbow 90° |  | OD50 |  | Polygone |  | Pcs | PP-R Elbow 90° OD50mm,Green Color | TEM | 1.92
| PL | PP-R Fitting | Elbow 90° |  | OD63 |  | Polygone |  | Pcs | PP-R Elbow 90° OD63mm,Green Color | TEM | 3.32
| PL | PP-R Fitting | Elbow 90° |  | OD75 |  | Polygone |  | Pcs | PP-R Elbow 90° OD75mm,Green Color | TEM | 5.5
| PL | PP-R Fitting | Elbow 90° |  | OD90 |  | Polygone |  | Pcs | PP-R Elbow 90° OD90mm,Green Color | TEM | 9.05
| PL | PP-R Fitting | Elbow 90° |  | OD110 |  | Polygone |  | Pcs | PP-R Elbow 90° OD110mm,Green Color | TEM | 16.05
| PL | PP-R Fitting | Elbow 90° |  | OD160 |  | Polygone |  | Pcs | PP-R Elbow 90° OD160mm,Green Color | TEM | 31.62
0
| PL | PP-R Fitting | Elbow 45° |  | OD20 |  | Polygone |  | Pcs | PP-R​ Elbow 45° OD20mm,Green Color | TEM | 0.16
| PL | PP-R Fitting | Elbow 45° |  | OD25 |  | Polygone |  | Pcs | PP-R Elbow 45° OD25mm,Green Color | TEM | 0.33
| PL | PP-R Fitting | Elbow 45° |  | OD32 |  | Polygone |  | Pcs | PP-R Elbow 45° OD32mm,Green Color | TEM | 0.51
| PL | PP-R Fitting | Elbow 45° |  | OD40 |  | Polygone |  | Pcs | PP-R Elbow 45° OD40mm,Green Color | TEM | 0.81
| PL | PP-R Fitting | Elbow 45° |  | OD50 |  | Polygone |  | Pcs | PP-R Elbow 45° OD50mm,Green Color | TEM | 1.4
| PL | PP-R Fitting | Elbow 45° |  | OD63 |  | Polygone |  | Pcs | PP-R Elbow 45° OD63mm,Green Color | TEM | 2.37
| PL | PP-R Fitting | Elbow 45° |  | OD75 |  | Polygone |  | Pcs | PP-R Elbow 45° OD75mm,Green Color | TEM | 4.04
| PL | PP-R Fitting | Elbow 45° |  | OD90 |  | Polygone |  | Pcs | PP-R Elbow 45° OD90mm,Green Color | TEM | 6.93
| PL | PP-R Fitting | Elbow 45° |  | OD110 |  | Polygone |  | Pcs | PP-R Elbow 45° OD110mm,Green Color | TEM | 12.39
| PL | PP-R Fitting | Elbow 45° |  | OD160 |  | Polygone |  | Pcs | PP-R Elbow 45° OD160mm,Green Color | TEM | 22.19
0
| PL | PP-R Fitting | Male Threaded Elbow |  | OD20xR1/2'' |  | Polygone |  | Pcs | PP-R Male Threaded Elbow OD20xR1/2'',Green Color | TEM | 2.53
| PL | PP-R Fitting | Male Threaded Elbow |  | OD20xR3/4'' |  | Polygone |  | Pcs | PP-R Male Threaded Elbow OD20xR3/4'',Green Color | TEM | 3.49
| PL | PP-R Fitting | Male Threaded Elbow |  | OD25xR1/2'' |  | Polygone |  | Pcs | PP-R Male Threaded Elbow OD25xR1/2”,Green Color | TEM | 2.64
| PL | PP-R Fitting | Male Threaded Elbow |  | OD25xR3/4'' |  | Polygone |  | Pcs | PP-R Male Threaded Elbow OD25xR3/4'',Green Color | TEM | 3.83
| PL | PP-R Fitting | Male Threaded Elbow |  | OD32xR1/2'' |  | Polygone |  | Pcs | PP-R Male Threaded Elbow OD32xR1/2'',Green Color | TEM | 2.97
| PL | PP-R Fitting | Male Threaded Elbow |  | OD32xR3/4'' |  | Polygone |  | Pcs | PP-R Male Threaded Elbow OD32xR3/4'',Green Color | TEM | 3.99
| PL | PP-R Fitting | Male Threaded Elbow |  | OD32xR1'' |  | Polygone |  | Pcs | PP-R Male Threaded Elbow OD32xR1'',Green Color | TEM | 7.09
0
| PL | PP-R Fitting | Female Threaded Elbow |  | OD20xRP1/2'' |  | Polygone |  | Pcs | PP-R Female Threaded Elbow OD20xRP1/2'',Green Color | TEM | 1.68
| PL | PP-R Fitting | Female Threaded Elbow |  | OD20xRP3/4'' |  | Polygone |  | Pcs | PP-R Female Threaded Elbow OD20xRP3/4'',Green Color | TEM | 2.51
| PL | PP-R Fitting | Female Threaded Elbow |  | OD25xRP1/2'' |  | Polygone |  | Pcs | PP-R Female Threaded Elbow OD25xRP1/2'',Green Color | TEM | 1.75
| PL | PP-R Fitting | Female Threaded Elbow |  | OD25xRP3/4'' |  | Polygone |  | Pcs | PP-R Female Threaded Elbow OD25xRP3/4'',Green Color | TEM | 2.22
| PL | PP-R Fitting | Female Threaded Elbow |  | OD32xRP1/2'' |  | Polygone |  | Pcs | PP-R Female Threaded Elbow OD32xRP1/2'',Green Color | TEM | 2.09
| PL | PP-R Fitting | Female Threaded Elbow |  | OD32xRP3/4'' |  | Polygone |  | Pcs | PP-R Female Threaded Elbow OD32xRP3/4'',Green Color | TEM | 2.62
| PL | PP-R Fitting | Female Threaded Elbow |  | OD32xRP1'' |  | Polygone |  | Pcs | PP-R Female Threaded Elbow OD32xRP1'',Green Color | TEM | 5.05
0
| PL | PP-R Fitting | End Cap |  | OD20 |  | Polygone |  | Pcs | PP-R End Cap OD20mm,Green Color | TEM | 0.14
| PL | PP-R Fitting | End Cap |  | OD25 |  | Polygone |  | Pcs | PP-R End Cap OD25mm,Green Color | TEM | 0.14
| PL | PP-R Fitting | End Cap |  | OD32 |  | Polygone |  | Pcs | PP-R End Cap OD32mm,Green Color | TEM | 0.28
| PL | PP-R Fitting | End Cap |  | OD40 |  | Polygone |  | Pcs | PP-R End Cap OD40mm,Green Color | TEM | 0.52
| PL | PP-R Fitting | End Cap |  | OD50 |  | Polygone |  | Pcs | PP-R End Cap OD50mm,Green Color | TEM | 0.89
| PL | PP-R Fitting | End Cap |  | OD63 |  | Polygone |  | Pcs | PP-R End Cap OD63mm,Green Color | TEM | 1.58
| PL | PP-R Fitting | End Cap |  | OD75 |  | Polygone |  | Pcs | PP-R End Cap OD75mm,Green Color | TEM | 3.29
| PL | PP-R Fitting | End Cap |  | OD90 |  | Polygone |  | Pcs | PP-R End Cap OD90mm,Green Color | TEM | 4.95
| PL | PP-R Fitting | End Cap |  | OD110 |  | Polygone |  | Pcs | PP-R End Cap OD110mm,Green Color | TEM | 9.22
| PL | PP-R Fitting | End Cap |  | OD160 |  | Polygone |  | Pcs | PP-R End Cap OD160mm,Green Color | TEM | 12.72
0
| PL | PP-R Fitting | Male Threaded End Cap |  | OD25 |  | Polygone |  | Pcs | PP-R Male Threaded End Cap 3/4'',Green Color | TEM | 0.12
0
| PL | PP-R Fitting | Male Threaded Union |  | OD20xR1/2'' |  | Polygone |  | Pcs | PP-R Male Threaded Union OD20xR1/2'',Green Color | TEM | 5.35
| PL | PP-R Fitting | Male Threaded Union |  | OD25xR3/4'' |  | Polygone |  | Pcs | PP-R Male Threaded Union OD25xR3/4'',Green Color | TEM | 7.87
| PL | PP-R Fitting | Male Threaded Union |  | OD32xR1'' |  | Polygone |  | Pcs | PP-R Male Threaded Union OD32xR1'',Green Color | TEM | 12.66
| PL | PP-R Fitting | Male Threaded Union |  | OD40xR1-1/4'' |  | Polygone |  | Pcs | PP-R Male Threaded Union OD40xR1-1/4'',Green Color | TEM | 23.35
| PL | PP-R Fitting | Male Threaded Union |  | OD50xR1-1/2'' |  | Polygone |  | Pcs | PP-R Male Threaded Union OD50xR1-1/2'',Green Color | TEM | 34
| PL | PP-R Fitting | Male Threaded Union |  | OD63xR2'' |  | Polygone |  | Pcs | PP-R Male Threaded Union OD63xR2'',Green Color | TEM | 55.61
0
| PL | PP-R Fitting | Female Threaded Union |  | OD20xRP1/2'' |  | Polygone |  | Pcs | PP-R Female Threaded Union OD20xRP1/2'',Green Color | TEM | 4.86
| PL | PP-R Fitting | Female Threaded Union |  | OD25xRP3/4'' |  | Polygone |  | Pcs | PP-R Female Threaded Union OD25xRP3/4'',Green Color | TEM | 6.51
| PL | PP-R Fitting | Female Threaded Union |  | OD32xRP1'' |  | Polygone |  | Pcs | PP-R Female Threaded Union OD32xRP1'',Green Color | TEM | 10.73
| PL | PP-R Fitting | Female Threaded Union |  | OD40xRP1-1/4'' |  | Polygone |  | Pcs | PP-R Female Threaded Union OD40xRP1-1/4'',Green Color | TEM | 20.98
| PL | PP-R Fitting | Female Threaded Union |  | OD50xRP1-1/2'' |  | Polygone |  | Pcs | PP-R Female Threaded Union OD50xRP1-1/2'',Green Color | TEM | 33.02
| PL | PP-R Fitting | Female Threaded Union |  | OD63xRP2'' |  | Polygone |  | Pcs | PP-R Female Threaded Union OD63xRP2'',Green Color | TEM | 48.1
0
| PL | PP-R Fitting | Union |  | OD20 |  | Polygone |  | Pcs | PP-R Union OD20mm,Green Color | TEM | 1.43
| PL | PP-R Fitting | Union |  | OD25 |  | Polygone |  | Pcs | PP-R Union OD25mm,Green Color | TEM | 1.69
| PL | PP-R Fitting | Union |  | OD32 |  | Polygone |  | Pcs | PP-R Union OD32mm,Green Color | TEM | 2.9
0
| PL | PP-R Fitting | Stub End |  | OD32 |  | Polygone |  | Pcs | PPR Stub End OD32mm,Green Color | TEM
| PL | PP-R Fitting | Stub End |  | OD50 |  | Polygone |  | Pcs | PPR Stub End OD50mm,Green Color | TEM
| PL | PP-R Fitting | Stub End |  | OD75 |  | Polygone |  | Pcs | PPR Stub End OD75mm,Green Color | TEM
| PL | PP-R Fitting | Stub End |  | OD90 |  | Polygone |  | Pcs | PPR Stub End OD90mm,Green Color | TEM
| PL | PP-R Fitting | Stub End |  | OD110 |  | Polygone |  | Pcs | PPR Stub End OD110mm,Green Color | TEM
0
| PL | PP-R Valve | Gate Valve |  | OD20 |  | Polygone |  | nos | PP-R Gate Valve OD20mm,Green Color | TEM | 4.3
| PL | PP-R Valve | Gate Valve |  | OD25 |  | Polygone |  | nos | PP-R Gate Valve OD25mm,Green Color | TEM | 6.47
| PL | PP-R Valve | Gate Valve |  | OD32 |  | Polygone |  | nos | PP-R Gate Valve OD32mm,Green Color | TEM | 10.71
| PL | PP-R Valve | Gate Valve |  | OD40 |  | Polygone |  | nos | PP-R Gate Valve OD40mm,Green Color | TEM | 13.39
| PL | PP-R Valve | Gate Valve |  | OD50 |  | Polygone |  | nos | PP-R Gate Valve OD50mm,Green Color | TEM | 20.77
| PL | PP-R Valve | Gate Valve |  | OD65 |  | Polygone |  | nos | PP-R Gate Valve OD65mm,Green Color | TEM | 34.23
0
| PL | PP-R Pipe |  | PN12.5 | OD20 |  |  |  | m | PP-R Pipe​ PN12.5 OD20mm(4M/Length),Grey Color
| PL | PP-R Pipe |  | PN12.5 | OD25 |  |  |  | m | PP-R Pipe PN12.5 OD25mm(4M/Length),Grey Color
| PL | PP-R Pipe |  | PN12.5 | OD32 |  |  |  | m | PP-R Pipe PN12.5 OD32mm(4M/Length),Grey Color
| PL | PP-R Pipe |  | PN12.5 | OD40 |  |  |  | m | PP-R Pipe PN12.5 OD40mm(4M/Length),Grey Color
| PL | PP-R Pipe |  | PN12.5 | OD50 |  |  |  | m | PP-R Pipe PN12.5 OD50mm(4M/Length),Grey Color
| PL | PP-R Pipe |  | PN12.5 | OD63 |  |  |  | m | PP-R Pipe PN12.5 OD63mm(4M/Length),Grey Color
| PL | PP-R Pipe |  | PN12.5 | OD75 |  |  |  | m | PP-R Pipe PN12.5 OD75mm(4M/Length),Grey Color
| PL | PP-R Pipe |  | PN12.5 | OD90 |  |  |  | m | PP-R Pipe PN12.5 OD90mm(4M/Length),Grey Color
| PL | PP-R Pipe |  | PN12.5 | OD110 |  |  |  | m | PP-R Pipe PN12.5 OD110mm(4M/Length),Grey Color
0
| PL | PP-R Pipe |  | PN20 | OD20 |  |  |  | m | PP-R Pipe​ PN20 OD20mm(4M/Length),Grey Color
| PL | PP-R Pipe |  | PN20 | OD40 |  |  |  | m | PP-R Pipe PN20 OD40mm(4M/Length),Grey Color
| PL | PP-R Pipe |  | PN20 | OD50 |  |  |  | m | PP-R Pipe PN20 OD50mm(4M/Length ),Grey Color
0
| PL | PP-R Fitting | Coupling |  | OD20 |  |  |  | Pcs | PP-R Coupling OD20mm,Grey Color
| PL | PP-R Fitting | Coupling |  | OD25 |  |  |  | Pcs | PP-R Coupling OD25mm,Grey Color
| PL | PP-R Fitting | Coupling |  | OD32 |  |  |  | Pcs | PP-R Coupling OD32mm,Grey Color
| PL | PP-R Fitting | Coupling |  | OD40 |  |  |  | Pcs | PP-R Coupling OD40mm,Grey Color
| PL | PP-R Fitting | Coupling |  | OD50 |  |  |  | Pcs | PP-R Coupling OD50mm,Grey Color
| PL | PP-R Fitting | Coupling |  | OD63 |  |  |  | Pcs | PP-R Coupling OD63mm,Grey Color
0
| PL | PP-R Fitting | Male Threaded Coupling |  | OD20xR1/2'' |  |  |  | Pcs | PP-R Male Threaded Coupling OD20xR1/2'',Grey Color
| PL | PP-R Fitting | Male Threaded Coupling |  | OD20xR3/4'' |  |  |  | Pcs | PP-R Male Threaded Coupling OD20xR3/4'',Grey Color
| PL | PP-R Fitting | Male Threaded Coupling |  | OD25xR3/4'' |  |  |  | Pcs | PP-R Male Threaded Coupling OD25xR3/4”,Grey Color
| PL | [8 empty] | 0
| PL | PP-R Fitting | Female Threaded Coupling |  | OD20xRP1/2'' |  |  |  | Pcs | PP-R FemaleThreaded Coupling OD20xRP1/2'',Grey Color
| PL | PP-R Fitting | Female Threaded Coupling |  | OD25xRP3/4'' |  |  |  | Pcs | PP-R FemaleThreaded Coupling OD25xRP3/4”,Grey Color
| PL | PP-R Fitting | Female Threaded Coupling |  | OD32xRP1'' |  |  |  | Pcs | PP-R FemaleThreaded Coupling OD32xRP1”,Grey Color
0
| PL | PP-R Fitting | Reducing |  | OD25x20 |  |  |  | Pcs | PP-R Reducing OD25x20mm,Grey Color
| PL | PP-R Fitting | Reducing |  | OD32x20 |  |  |  | Pcs | PP-R Reducing OD32x20mm,Grey Color
| PL | PP-R Fitting | Reducing |  | OD32x25 |  |  |  | Pcs | PP-R Reducing OD32x25mm,Grey Color
| PL | PP-R Fitting | Reducing |  | OD40x20 |  |  |  | Pcs | PP-R Reducing OD40x20mm,Grey Color
| PL | PP-R Fitting | Reducing |  | OD40x25 |  |  |  | Pcs | PP-R Reducing OD40x25mm,Grey Color
| PL | PP-R Fitting | Reducing |  | OD40x32 |  |  |  | Pcs | PP-R Reducing OD40x32mm,Grey Color
| PL | PP-R Fitting | Reducing |  | OD50x40 |  |  |  | Pcs | PP-R Reducing OD50x40mm,Grey Color
| PL | PP-R Fitting | Reducing |  | OD63x20 |  |  |  | Pcs | PP-R Reducing OD63x20mm,Grey Color
| PL | PP-R Fitting | Reducing |  | OD63x40 |  |  |  | Pcs | PP-R Reducing OD63x40mm,Grey Color
| PL | PP-R Fitting | Reducing |  | OD75x32 |  |  |  | Pcs | PP-R Reducing OD75x32mm,Grey Color
| PL | PP-R Fitting | Reducing |  | OD110x90 |  |  |  | Pcs | PP-R Reducing OD110x90mm,Grey Color
0
| PL | PP-R Fitting | Tee |  | OD20 |  |  |  | Pcs | PP-R​ Tee OD20mm,Grey Color
| PL | PP-R Fitting | Tee |  | OD25 |  |  |  | Pcs | PP-R Tee OD25mm,Grey Color
| PL | PP-R Fitting | Tee |  | OD32 |  |  |  | Pcs | PP-R Tee OD32mm,Grey Color
| PL | PP-R Fitting | Tee |  | OD40 |  |  |  | Pcs | PP-R Tee OD40mm,Grey Color
| PL | PP-R Fitting | Tee |  | OD50 |  |  |  | Pcs | PP-R Tee OD50mm,Grey Color
| PL | PP-R Fitting | Tee |  | OD63 |  |  |  | Pcs | PP-R Tee OD63mm,Grey Color
0
| PL | PP-R Fitting | Reducing Tee |  | OD25x20 |  |  |  | Pcs | PP-R Reducing Tee OD25x20mm,Grey Color
| PL | PP-R Fitting | Reducing Tee |  | OD32x20 |  |  |  | Pcs | PP-R Reducing Tee OD32x20mm,Grey Color
| PL | PP-R Fitting | Reducing Tee |  | OD32x25 |  |  |  | Pcs | PP-R Reducing Tee OD32x25mm,Grey Color
| PL | PP-R Fitting | Reducing Tee |  | OD40x20 |  |  |  | Pcs | PP-R Reducing Tee OD40x20mm,Grey Color
| PL | PP-R Fitting | Reducing Tee |  | OD40x25 |  |  |  | Pcs | PP-R Reducing Tee OD40x25mm,Grey Color
| PL | PP-R Fitting | Reducing Tee |  | OD40x32 |  |  |  | Pcs | PP-R Reducing Tee OD40x32mm,Grey Color
| PL | PP-R Fitting | Reducing Tee |  | OD50x20 |  |  |  | Pcs | PP-R Reducing Tee OD50x20mm,Grey Color
| PL | PP-R Fitting | Reducing Tee |  | OD50x32 |  |  |  | Pcs | PP-R Reducing Tee OD50x32mm,Grey Color
| PL | PP-R Fitting | Reducing Tee |  | OD50x40 |  |  |  | Pcs | PP-R Reducing Tee OD50x40mm,Grey Color
| PL | PP-R Fitting | Reducing Tee |  | OD63x40 |  |  |  | Pcs | PP-R Reducing Tee OD63x40mm,Grey Color
| PL | PP-R Fitting | Reducing Tee |  | OD75x40 |  |  |  | Pcs | PP-R Reducing Tee OD75x40mm,Grey Color
| PL | PP-R Fitting | Reducing Tee |  | OD110x50 |  |  |  | Pcs | PP-R Reducing Tee OD110x50mm,Grey Color
0
| PL | PP-R Fitting | Female Threaded Tee |  | OD20xRP1/2” |  |  |  | Pcs | PP-R Female Threaded Tee OD20xRP1/2”,Grey Color
| PL | PP-R Fitting | Female Threaded Tee |  | OD25xRP1/2” |  |  |  | Pcs | PP-R Female Threaded Tee OD25xRP1/2”,Grey Color
| PL | PP-R Fitting | Female Threaded Tee |  | OD25xRP3/4” |  |  |  | Pcs | PP-R Female Threaded Tee OD25xRP3/4”,Grey Color
| PL | PP-R Fitting | Female Threaded Tee |  | OD32xRP1/2” |  |  |  | Pcs | PP-R Female Threaded Tee OD32xRP1/2”,Grey Color
| PL | PP-R Fitting | Female Threaded Tee |  | OD32xRP1” |  |  |  | Pcs | PP-R Female Threaded Tee OD32xRP1”,Grey Color
0
| PL | PP-R Fitting | Male Threaded Tee |  | OD20xR1/2” |  |  |  | Pcs | PP-R Male Threaded Tee OD20xR1/2”,Grey Color
0
| PL | PP-R Fitting | Elbow 90° |  | OD20 |  |  |  | Pcs | PP-R​ Elbow 90° OD20mm,Grey Color
| PL | PP-R Fitting | Elbow 90° |  | OD25 |  |  |  | Pcs | PP-R Elbow 90° OD25mm,Grey Color
| PL | PP-R Fitting | Elbow 90° |  | OD32 |  |  |  | Pcs | PP-R Elbow 90° OD32mm,Grey Color
| PL | PP-R Fitting | Elbow 90° |  | OD40 |  |  |  | Pcs | PP-R Elbow 90° OD40mm,Grey Color
| PL | PP-R Fitting | Elbow 90° |  | OD50 |  |  |  | Pcs | PP-R Elbow 90° OD50mm,Grey Color
| PL | PP-R Fitting | Elbow 90° |  | OD63 |  |  |  | Pcs | PP-R Elbow 90° OD63mm,Grey Color
| PL | PP-R Fitting | Elbow 90° |  | OD75 |  |  |  | Pcs | PP-R Elbow 90° OD75mm,Grey Color
0
| PL | PP-R Fitting | Elbow 45° |  | OD20 |  |  |  | Pcs | PP-R​ Elbow 45° OD20mm,Grey Color
| PL | PP-R Fitting | Elbow 45° |  | OD25 |  |  |  | Pcs | PP-R Elbow 45° OD25mm,Grey Color
| PL | PP-R Fitting | Elbow 45° |  | OD32 |  |  |  | Pcs | PP-R Elbow 45° OD32mm,Grey Color
| PL | PP-R Fitting | Elbow 45° |  | OD50 |  |  |  | Pcs | PP-R Elbow 45° OD50mm,Grey Color
0
| PL | PP-R Fitting | Male Threaded Elbow |  | OD20xR1/2'' |  |  |  | Pcs | PP-R Male Threaded Elbow OD20xR1/2',Grey Color
| PL | PP-R Fitting | Male Threaded Elbow |  | OD25xR3/4'' |  |  |  | Pcs | PP-R Male Threaded Elbow OD25xR3/4”,Grey Color
0
| PL | PP-R Fitting | Female Threaded Elbow |  | OD20xRP1/2'' |  |  |  | Pcs | PP-R Female Threaded Elbow OD20xRP1/2'',Grey Color
| PL | PP-R Fitting | Female Threaded Elbow |  | OD25xRP1/2'' |  |  |  | Pcs | PP-R Female Threaded Elbow OD25xRP1/2”,Grey Color
| PL | PP-R Fitting | Female Threaded Elbow |  | OD25xRP3/4'' |  |  |  | Pcs | PP-R Female Threaded Elbow OD25xRP3/4”,Grey Color
| PL | PP-R Fitting | Female Threaded Elbow |  | OD32xRP1'' |  |  |  | Pcs | PP-R Female Threaded Elbow OD32xRP1”,Grey Color
0
| PL | PP-R Fitting | Union |  | OD20 |  |  |  | Pcs | PP-R Union OD20mm,Grey Color
0
| PL | PP-R Fitting | Female Threaded Union |  | OD20 |  |  |  | Pcs | PP-R Female Threaded Union OD20mm,Grey Color
0
| PL | PP-R Fitting | Male Threaded Union |  | OD20 |  |  |  | Pcs | PP-R Male Threaded Union OD20mm,Grey Color
| PL | PP-R Fitting | Male Threaded Union |  | OD25 |  |  |  | Pcs | PP-R Male Threaded Union OD25mm,Grey Color
| PL | PP-R Fitting | Male Threaded Union |  | OD32 |  |  |  | Pcs | PP-R Male Threaded Union OD32mm,Grey Color
0
| PL | PP-R Fitting | Stub End |  | OD50 |  |  |  | Pcs | PPR Stub End OD50mmGrey Color
| PL | PP-R Fitting | Stub End |  | OD110 |  |  |  | Pcs | PPR Stub End OD110mm,Grey Color
0
| PL | PP-R Valve | Gate Valve |  | OD20 |  |  |  | nos | PP-R Gate Valve OD20mm,Grey Color
| PL | PP-R Valve | Gate Valve |  | OD25 |  |  |  | nos | PP-R Gate Valve OD25mm,Grey Color
| PL | PP-R Valve | Gate Valve |  | OD50 |  |  |  | nos | PP-R Gate Valve OD50mm,Grey Color
0
| PL | PP-R Fitting | End Cap |  | OD20 |  |  |  | Pcs | PP-R End Cap OD20mm,Grey Color
| PL | PP-R Fitting | End Cap |  | OD25 |  |  |  | Pcs | PP-R End Cap OD25mm,Grey Color
| PL | PP-R Fitting | End Cap |  | OD32 |  |  |  | Pcs | PP-R End Cap OD32mm,Grey Color
| PL | PP-R Fitting | End Cap |  | OD40 |  |  |  | Pcs | PP-R End Cap OD40mm,Grey Color
| PL | PP-R Fitting | End Cap |  | OD50 |  |  |  | Pcs | PP-R End Cap OD50mm,Grey Color
| PL | PP-R Fitting | End Cap |  | OD63 |  |  |  | Pcs | PP-R End Cap OD63mm,Grey Color
0
| PL | PP-R Fitting | Male Threaded End Cap |  | OD20 |  |  |  | Pcs | PP-R Male Threaded End Cap 1/2'',Grey Color
| PL | PP-R Fitting | Male Threaded End Cap |  | OD25 |  |  |  | Pcs | PP-R Male Threaded End Cap 3/4'',Grey Color
0
| PL | HDPE Pipe |  | PN10 | OD32 |  | Tap |  | m | HDPE Pipe PN10 ( PE100,SDR17 ) OD32mm(6M/Length)
| PL | HDPE Pipe |  | PN10 | OD40 |  | Tap |  | m | HDPE Pipe PN10 ( PE100,SDR17 ) OD40mm (6M/Length)
| PL | HDPE Pipe |  | PN10 | OD50 |  | Tap |  | m | HDPE Pipe PN10 ( PE100,SDR17 ) OD50mm (6M/Length)
| PL | HDPE Pipe |  | PN10 | OD63 |  | Tap |  | m | HDPE Pipe PN10 ( PE100,SDR17 ) OD63mm (6M/Length)
| PL | HDPE Pipe |  | PN10 | OD75 |  | Tap |  | m | HDPE Pipe PN10 ( PE100,SDR17 ) OD75mm (6M/Length)
| PL | HDPE Pipe |  | PN10 | OD90 |  | Tap |  | m | HDPE Pipe PN10 ( PE100,SDR17 ) OD90mm (6M/Length)
| PL | HDPE Pipe |  | PN10 | OD110 |  | Tap |  | m | HDPE Pipe PN10 ( PE100,SDR17 ) OD110mm (6M/Length)
| PL | HDPE Pipe |  | PN10 | OD160 |  | Tap |  | m | HDPE Pipe PN10 ( PE100,SDR17 ) OD160mm (6M/Length)
0
| PL | HDPE Pipe |  | PN12.5 | OD25 |  | Tap |  | m | HDPE Pipe PN12.5 ( PE100,SDR13.6 ) OD25mm(6M/Length)
| PL | HDPE Pipe |  | PN12.5 | OD32 |  | Tap |  | m | HDPE Pipe PN12.5 ( PE100,SDR13.6 ) OD32mm(6M/Length)
| PL | HDPE Pipe |  | PN12.5 | OD40 |  | Tap |  | m | HDPE Pipe PN12.5 ( PE100,SDR13.6 ) OD40mm (6M/Length)
| PL | HDPE Pipe |  | PN12.5 | OD50 |  | Tap |  | m | HDPE Pipe PN12.5 ( PE100,SDR13.6 ) OD50mm (6M/Length)
| PL | HDPE Pipe |  | PN12.5 | OD63 |  | Tap |  | m | HDPE Pipe PN12.5 ( PE100,SDR13.6 ) OD63mm (6M/Length)
| PL | HDPE Pipe |  | PN12.5 | OD75 |  | Tap |  | m | HDPE Pipe PN12.5 ( PE100,SDR13.6 ) OD75mm (6M/Length)
| PL | HDPE Pipe |  | PN12.5 | OD90 |  | Tap |  | m | HDPE Pipe PN12.5 ( PE100,SDR13.6 ) OD90mm (6M/Length)
| PL | HDPE Pipe |  | PN12.5 | OD110 |  | Tap |  | m | HDPE Pipe PN12.5 ( PE100,SDR13.6 ) OD110mm (6M/Length)
| PL | HDPE Pipe |  | PN12.5 | OD160 |  | Tap |  | m | HDPE Pipe PN12.5 ( PE100,SDR13.6 ) OD160mm (6M/Length)
0
| PL | HDPE Pipe |  | PN16 | OD20 |  | Tap |  | m | HDPE Pipe PN16 ( PE100,SDR11 ) OD20mm(6M/Length)
| PL | HDPE Pipe |  | PN16 | OD25 |  | Tap |  | m | HDPE Pipe PN16 ( PE100,SDR11 ) OD25mm(6M/Length)
| PL | HDPE Pipe |  | PN16 | OD32 |  | Tap |  | m | HDPE Pipe PN16 ( PE100,SDR11 ) OD32mm(6M/Length)
| PL | HDPE Pipe |  | PN16 | OD40 |  | Tap |  | m | HDPE Pipe PN16 ( PE100,SDR11 ) OD40mm(6M/Length)
| PL | HDPE Pipe |  | PN16 | OD50 |  | Tap |  | m | HDPE Pipe PN16 ( PE100,SDR11 ) OD50mm(6M/Length)
| PL | HDPE Pipe |  | PN16 | OD63 |  | Tap |  | m | HDPE Pipe PN16 ( PE100,SDR11 ) OD63mm(6M/Length)
| PL | HDPE Pipe |  | PN16 | OD75 |  | Tap |  | m | HDPE Pipe PN16 ( PE100,SDR11 ) OD75mm(6M/Length)
| PL | HDPE Pipe |  | PN16 | OD110 |  | Tap |  | m | HDPE Pipe PN16 ( PE100,SDR11 ) OD90mm(6M/Length)
| PL | HDPE Pipe |  | PN16 | OD110 |  | Tap |  | m | HDPE Pipe PN16 ( PE100,SDR11 ) OD110mm(6M/Length)
| PL | HDPE Pipe |  | PN16 | OD160 |  | Tap |  | m | HDPE Pipe PN16 ( PE100,SDR11 ) OD160mm(6M/Length)
| PL | HDPE Pipe |  | PN20 | OD20 |  | Tap |  | m | HDPE Pipe PN20 ( PE100,SDR9 ) OD20mm(6M/Length)
| PL | HDPE Pipe |  | PN20 | OD25 |  | Tap |  | m | HDPE Pipe PN20 ( PE100,SDR9 ) OD25mm(6M/Length)
| PL | HDPE Pipe |  | PN20 | OD32 |  | Tap |  | m | HDPE Pipe PN20 ( PE100,SDR9 ) OD32mm(6M/Length)
| PL | HDPE Pipe |  | PN20 | OD40 |  | Tap |  | m | HDPE Pipe PN20 ( PE100,SDR9 ) OD40mm(6M/Length)
| PL | HDPE Pipe |  | PN20 | OD50 |  | Tap |  | m | HDPE Pipe PN20 ( PE100,SDR9 ) OD50mm(6M/Length)
| PL | HDPE Pipe |  | PN20 | OD63 |  | Tap |  | m | HDPE Pipe PN20 ( PE100,SDR9 ) OD63mm(6M/Length)
| PL | HDPE Pipe |  | PN20 | OD75 |  | Tap |  | m | HDPE Pipe PN20 ( PE100,SDR9 ) OD75mm(6M/Length)
| PL | HDPE Pipe |  | PN20 | OD90 |  | Tap |  | m | HDPE Pipe PN20 ( PE100,SDR9 ) OD90mm(6M/Length)
| PL | HDPE Pipe |  | PN20 | OD110 |  | Tap |  | m | HDPE Pipe PN20 ( PE100,SDR9 ) OD110mm(6M/Length)
| PL | HDPE Pipe |  | PN20 | OD160 |  | Tap |  | m | HDPE Pipe PN20 ( PE100,SDR9 ) OD160mm(6M/Length)
0
| PL | HDPE Pipe |  | PN10 | OD25 |  | Tap |  | m | HDPE Pipe PN10 ( PE80,SDR13.6 ) OD25mm(6M/Length)
| PL | HDPE Pipe |  | PN10 | OD32 |  | Tap |  | m | HDPE Pipe PN10 ( PE80,SDR13.6 ) OD32mm(6M/Length)
| PL | HDPE Pipe |  | PN10 | OD40 |  | Tap |  | m | HDPE Pipe PN10 ( PE80,SDR13.6 ) OD40mm (6M/Length)
| PL | HDPE Pipe |  | PN10 | OD50 |  | Tap |  | m | HDPE Pipe PN10 ( PE80,SDR13.6 ) OD50mm (6M/Length)
| PL | HDPE Pipe |  | PN10 | OD63 |  | Tap |  | m | HDPE Pipe PN10 ( PE80,SDR13.6 ) OD63mm (6M/Length)
| PL | HDPE Pipe |  | PN10 | OD90 |  | Tap |  | m | HDPE Pipe PN10 ( PE80,SDR13.6 ) OD90mm (6M/Length)
| PL | HDPE Pipe |  | PN10 | OD110 |  | Tap |  | m | HDPE Pipe PN10 ( PE80,SDR13.6 ) OD110mm (6M/Length)
| PL | HDPE Pipe |  | PN10 | OD140 |  | Tap |  | m | HDPE Pipe PN10 ( PE80,SDR13.6 ) OD140mm (6M/Length)
0
| PL | HDPE Pipe |  | PN12.5 | OD20 |  | Tap |  | m | HDPE Pipe PN12.5 ( PE80,SDR11 ) OD20mm(6M/Length)
| PL | HDPE Pipe |  | PN12.5 | OD25 |  | Tap |  | m | HDPE Pipe PN12.5 ( PE80,SDR11 ) OD25mm(6M/Length)
| PL | HDPE Pipe |  | PN12.5 | OD32 |  | Tap |  | m | HDPE Pipe PN12.5 ( PE80,SDR11 ) OD32mm(6M/Length)
| PL | HDPE Pipe |  | PN12.5 | OD40 |  | Tap |  | m | HDPE Pipe PN12.5 ( PE80,SDR11 ) OD40mm (6M/Length)
| PL | HDPE Pipe |  | PN12.5 | OD50 |  | Tap |  | m | HDPE Pipe PN12.5 ( PE80,SDR11 ) OD50mm(6M/Length)
| PL | HDPE Pipe |  | PN12.5 | OD63 |  | Tap |  | m | HDPE Pipe PN12.5 ( PE80,SDR11 ) OD63mm(6M/Length)
| PL | HDPE Pipe |  | PN12.5 | OD90 |  | Tap |  | m | HDPE Pipe PN12.5 ( PE80,SDR11 ) OD90mm(6M/Length)
| PL | HDPE Pipe |  | PN12.5 | OD110 |  | Tap |  | m | HDPE Pipe PN12.5 ( PE80,SDR11 ) OD110mm(6M/Length)
| PL | HDPE Pipe |  | PN12.5 | OD140 |  | Tap |  | m | HDPE Pipe PN12.5 ( PE80,SDR11 ) OD140mm(6M/Length)
0
| PL | HDPE Pipe |  | PN16 | OD20 |  | Tap |  | m | HDPE Pipe PN16 ( PE80,SDR9 ) OD20mm(6M/Length)
| PL | HDPE Pipe |  | PN16 | OD25 |  | Tap |  | m | HDPE Pipe PN16 ( PE80,SDR9 ) OD25mm(6M/Length)
| PL | HDPE Pipe |  | PN16 | OD32 |  | Tap |  | m | HDPE Pipe PN16 ( PE80,SDR9 ) OD32mm(6M/Length)
| PL | HDPE Pipe |  | PN16 | OD40 |  | Tap |  | m | HDPE Pipe PN16 ( PE80,SDR9 ) OD40mm (6M/Length)
| PL | HDPE Pipe |  | PN16 | OD50 |  | Tap |  | m | HDPE Pipe PN16 ( PE80,SDR9 ) OD50mm(6M/Length)
| PL | HDPE Pipe |  | PN16 | OD63 |  | Tap |  | m | HDPE Pipe PN16 ( PE80,SDR9 ) OD63mm(6M/Length)
| PL | HDPE Pipe |  | PN16 | OD90 |  | Tap |  | m | HDPE Pipe PN16 ( PE80,SDR9 ) OD90mm(6M/Length)
| PL | HDPE Pipe |  | PN16 | OD110 |  | Tap |  | m | HDPE Pipe PN16 ( PE80,SDR9 ) OD110mm(6M/Length)
| PL | HDPE Pipe |  | PN16 | OD140 |  | Tap |  | m | HDPE Pipe PN16 ( PE80,SDR9 ) OD140mm(6M/Length)
0
| PL | HDPE Fitting | Coupling | PN16 | OD20 |  | Tap |  | Pcs | HDPE Coupling PN16-OD20mm
| PL | HDPE Fitting | Coupling | PN16 | OD25 |  | Tap |  | Pcs | HDPE Coupling PN16-OD25mm
| PL | HDPE Fitting | Coupling | PN16 | OD32 |  | Tap |  | Pcs | HDPE Couping PN16-OD32mm
| PL | HDPE Fitting | Coupling | PN16 | OD40 |  | Tap |  | Pcs | HDPE Couping PN16-OD40mm
| PL | HDPE Fitting | Coupling | PN16 | OD50 |  | Tap |  | Pcs | HDPE Couping PN16-OD50mm
| PL | HDPE Fitting | Coupling | PN16 | OD63 |  | Tap |  | Pcs | HDPE Couping PN16-OD63mm
| PL | HDPE Fitting | Coupling | PN16 | OD75 |  | Tap |  | Pcs | HDPE Couping PN16-OD75mm
| PL | HDPE Fitting | Coupling | PN16 | OD90 |  | Tap |  | Pcs | HDPE Couping PN16-OD90mm
| PL | HDPE Fitting | Coupling | PN16 | OD110 |  | Tap |  | Pcs | HDPE Couping PN16-OD110mm
0
| PL | HDPE Fitting | Reducing | PN10 | OD50x40 |  | Tap |  | Pcs | HDPE Reducing PN10-OD50x40mm
| PL | HDPE Fitting | Reducing | PN10 | OD90x63 |  | Tap |  | Pcs | HDPE Reducing PN10-OD90x63mm
| PL | HDPE Fitting | Reducing | PN10 | OD1100x63 |  | Tap |  | Pcs | HDPE Reducing PN10-OD110x63mm
0
| PL | HDPE Fitting | Reducing | PN12.5 | OD50x32 |  | Tap |  | Pcs | HDPE Reducing PN12.5-OD50x32mm
| PL | HDPE Fitting | Reducing | PN12.5 | OD63x50 |  | Tap |  | Pcs | HDPE Reducing PN12.5-OD63x50mm
| PL | HDPE Fitting | Reducing | PN12.5 | OD75x50 |  | Tap |  | Pcs | HDPE Reducing PN12.5-OD75x50mm
| PL | HDPE Fitting | Reducing | PN12.5 | OD90x50 |  | Tap |  | Pcs | HDPE Reducing PN12.5-OD90x50mm
| PL | HDPE Fitting | Reducing | PN12.5 | OD90x63 |  | Tap |  | Pcs | HDPE Reducing PN12.5-OD90x63mm
| PL | HDPE Fitting | Reducing | PN12.5 | OD110x63 |  | Tap |  | Pcs | HDPE Reducing PN12.5-OD110x63mm
| PL | HDPE Fitting | Reducing | PN12.5 | OD110x75 |  | Tap |  | Pcs | HDPE Reducing PN12.5-OD110x75mm
| PL | HDPE Fitting | Reducing | PN12.5 | OD160x75 |  | Tap |  | Pcs | HDPE Reducing PN12.5-OD160x75mm
| PL | HDPE Fitting | Reducing | PN12.5 | OD160x110 |  | Tap |  | Pcs | HDPE Reducing PN12.5-OD160x110mm
| PL | HDPE Fitting | Reducing | PN12.5 | OD200x90 |  | Tap |  | Pcs | HDPE Reducing PN12.5-OD200x90mm
0
| PL | HDPE Fitting | Reducing | PN16 | OD25x20 |  | Tap |  | Pcs | HDPE Reducing PN16-OD25x20mm
| PL | HDPE Fitting | Reducing | PN16 | OD32x20 |  | Tap |  | Pcs | HDPE Reducing PN16-OD32x20mm
| PL | HDPE Fitting | Reducing | PN16 | OD32x25 |  | Tap |  | Pcs | HDPE Reducing PN16-OD32x25mm
| PL | HDPE Fitting | Reducing | PN16 | OD40x20 |  | Tap |  | Pcs | HDPE Reducing PN16-OD40x20mm
| PL | HDPE Fitting | Reducing | PN16 | OD40x25 |  | Tap |  | Pcs | HDPE Reducing PN16-OD40x25mm
| PL | HDPE Fitting | Reducing | PN16 | OD40x32 |  | Tap |  | Pcs | HDPE Reducing PN16-OD40x32mm
| PL | HDPE Fitting | Reducing | PN16 | OD50x25 |  | Tap |  | Pcs | HDPE Reducing PN16-OD50x25mm
| PL | HDPE Fitting | Reducing | PN16 | OD50x32 |  | Tap |  | Pcs | HDPE Reducing PN16-OD50x32mm
| PL | HDPE Fitting | Reducing | PN16 | OD50x40 |  | Tap |  | Pcs | HDPE Reducing PN16-OD50x40mm
| PL | HDPE Fitting | Reducing | PN16 | OD63x20 |  | Tap |  | Pcs | HDPE Reducing PN16-OD63x20mm
| PL | HDPE Fitting | Reducing | PN16 | OD63x25 |  | Tap |  | Pcs | HDPE Reducing PN16-OD63x25mm
| PL | HDPE Fitting | Reducing | PN16 | OD63x32 |  | Tap |  | Pcs | HDPE Reducing PN16-OD63x32mm
| PL | HDPE Fitting | Reducing | PN16 | OD63x40 |  | Tap |  | Pcs | HDPE Reducing PN16-OD63x40mm
| PL | HDPE Fitting | Reducing | PN16 | OD63x50 |  | Tap |  | Pcs | HDPE Reducing PN16-OD63x50mm
| PL | HDPE Fitting | Reducing | PN16 | OD75x50 |  | Tap |  | Pcs | HDPE Reducing PN16-OD75x50mm
| PL | HDPE Fitting | Reducing | PN16 | OD75x63 |  | Tap |  | Pcs | HDPE Reducing PN16-OD75x63mm
| PL | HDPE Fitting | Reducing | PN16 | OD90x50 |  | Tap |  | Pcs | HDPE Reducing PN16-OD90x50mm
| PL | HDPE Fitting | Reducing | PN16 | OD90x63 |  | Tap |  | Pcs | HDPE Reducing PN16-OD90x63mm
| PL | HDPE Fitting | Reducing | PN16 | OD90x75 |  | Tap |  | Pcs | HDPE Reducing PN16-OD90x75mm
| PL | HDPE Fitting | Reducing | PN16 | OD110x50 |  | Tap |  | Pcs | HDPE Reducing PN16-OD110x50mm
| PL | HDPE Fitting | Reducing | PN16 | OD110x63 |  | Tap |  | Pcs | HDPE Reducing PN16-OD110x63mm
| PL | HDPE Fitting | Reducing | PN16 | OD110x90 |  | Tap |  | Pcs | HDPE Reducing PN16-OD110x90mm
| PL | HDPE Fitting | Reducing | PN16 | OD160x90 |  | Tap |  | Pcs | HDPE Reducing PN16-OD160x90mm
| PL | HDPE Fitting | Reducing | PN16 | OD160x110 |  | Tap |  | Pcs | HDPE Reducing PN16-OD160x110mm
0
| PL | HDPE Fitting | Tee | PN10 | OD50 |  | Tap |  | Pcs | HDPE​ Tee PN10-OD50mm
| PL | HDPE Fitting | Tee | PN10 | OD63 |  | Tap |  | Pcs | HDPE Tee PN10-OD63mm
| PL | HDPE Fitting | Tee | PN10 | OD90 |  | Tap |  | Pcs | HDPE Tee PN10-OD90mm
| PL | HDPE Fitting | Tee | PN10 | OD110 |  | Tap |  | Pcs | HDPE Tee PN10-OD110mm
0
| PL | HDPE Fitting | Unequal Tee | PN10 | OD50x40 |  | Tap |  | Pcs | HDPE Unequal Tee PN10-OD50x40mm
| PL | HDPE Fitting | Unequal Tee | PN10 | OD110x63 |  | Tap |  | Pcs | HDPE Unequal Tee PN10-OD110x63mm
| PL | HDPE Fitting | Unequal Tee | PN10 | OD125x110 |  | Tap |  | Pcs | HDPE Unequal Tee PN10-OD125x110mm
0
| PL | HDPE Fitting | Tee | PN12.5 | OD63 |  | Tap |  | Pcs | HDPE Tee PN12.5-OD63mm
| PL | HDPE Fitting | Tee | PN12.5 | OD110 |  | Tap |  | Pcs | HDPE Tee PN12.5-OD110mm
0
| PL | HDPE Fitting | Unequal Tee | PN12.5 | OD50x32 |  | Tap |  | Pcs | HDPE Unequal Tee PN12.5-OD50x32mm
| PL | HDPE Fitting | Unequal Tee | PN12.5 | OD50x40 |  | Tap |  | Pcs | HDPE Unequal Tee PN12.5-OD50x40mm
| PL | HDPE Fitting | Unequal Tee | PN12.5 | OD63x40 |  | Tap |  | Pcs | HDPE Unequal Tee PN12.5-OD63x40mm
| PL | HDPE Fitting | Unequal Tee | PN12.5 | OD75x40 |  | Tap |  | Pcs | HDPE Unequal Tee PN12.5-OD75x40mm
| PL | HDPE Fitting | Unequal Tee | PN12.5 | OD90x63 |  | Tap |  | Pcs | HDPE Unequal Tee PN12.5-OD90x63mm
| PL | HDPE Fitting | Unequal Tee | PN12.5 | OD90x75 |  | Tap |  | Pcs | HDPE Unequal Tee PN12.5-OD90x75mm
| PL | HDPE Fitting | Unequal Tee | PN12.5 | OD110x40 |  | Tap |  | Pcs | HDPE Unequal Tee PN12.5-OD110x40mm
| PL | HDPE Fitting | Unequal Tee | PN12.5 | OD110x63 |  | Tap |  | Pcs | HDPE Unequal Tee PN12.5-OD110x63mm
| PL | HDPE Fitting | Unequal Tee | PN12.5 | OD110x75 |  | Tap |  | Pcs | HDPE Unequal Tee PN12.5-OD110x75mm
| PL | HDPE Fitting | Unequal Tee | PN12.5 | OD160x110 |  | Tap |  | Pcs | HDPE Unequal Tee PN12.5-OD160x110mm
0
| PL | HDPE Fitting | Tee | PN16 | OD20 |  | Tap |  | Pcs | HDPE ​​Tee PN16-OD20mm
| PL | HDPE Fitting | Tee | PN16 | OD25 |  | Tap |  | Pcs | HDPE ​​Tee PN16-OD25mm
| PL | HDPE Fitting | Tee | PN16 | OD32 |  | Tap |  | Pcs | HDPE Tee PN16-OD32mm
| PL | HDPE Fitting | Tee | PN16 | OD40 |  | Tap |  | Pcs | HDPE Tee PN16-OD40mm
| PL | HDPE Fitting | Tee | PN16 | OD50 |  | Tap |  | Pcs | HDPE​ Tee PN16-OD50mm
| PL | HDPE Fitting | Tee | PN16 | OD63 |  | Tap |  | Pcs | HDPE Tee PN16-OD63mm
| PL | HDPE Fitting | Tee | PN16 | OD75 |  | Tap |  | Pcs | HDPE Tee PN16-OD75mm
| PL | HDPE Fitting | Tee | PN16 | OD90 |  | Tap |  | Pcs | HDPE Tee PN16-OD90mm
| PL | HDPE Fitting | Tee | PN16 | OD110 |  | Tap |  | Pcs | HDPE Tee PN16-OD110mm
| PL | HDPE Fitting | Tee | PN16 | OD160 |  | Tap |  | Pcs | HDPE Tee PN16-OD160mm
| PL | HDPE Fitting | Tee | PN16 | OD200 |  | Tap |  | Pcs | HDPE Tee PN16-OD200mm
0
| PL | HDPE Fitting | Unequal Tee | PN16 | OD25x20 |  | Tap |  | Pcs | HDPE Unequal Tee PN16-OD25x20mm
| PL | HDPE Fitting | Unequal Tee | PN16 | OD32x20 |  | Tap |  | Pcs | HDPE Unequal Tee PN16-OD32x20mm
| PL | HDPE Fitting | Unequal Tee | PN16 | OD32x25 |  | Tap |  | Pcs | HDPE Unequal Tee PN16-OD32x25mm
| PL | HDPE Fitting | Unequal Tee | PN16 | OD40x25 |  | Tap |  | Pcs | HDPE Unequal Tee PN16-OD40x25mm
| PL | HDPE Fitting | Unequal Tee | PN16 | OD40x32 |  | Tap |  | Pcs | HDPE Unequal Tee PN16-OD40x32mm
| PL | HDPE Fitting | Unequal Tee | PN16 | OD50x40 |  | Tap |  | Pcs | HDPE Unequal Tee PN16-OD50x40mm
| PL | HDPE Fitting | Unequal Tee | PN16 | OD63x20 |  | Tap |  | Pcs | HDPE Unequal Tee PN16-OD63x20mm
| PL | HDPE Fitting | Unequal Tee | PN16 | OD63x32 |  | Tap |  | Pcs | HDPE Unequal Tee PN16-OD63x32mm
| PL | HDPE Fitting | Unequal Tee | PN16 | OD63x50 |  | Tap |  | Pcs | HDPE Unequal Tee PN16-OD63x50mm
| PL | HDPE Fitting | Unequal Tee | PN16 | OD75x40 |  | Tap |  | Pcs | HDPE Unequal Tee PN16-OD75x40mm
| PL | HDPE Fitting | Unequal Tee | PN16 | OD75x63 |  | Tap |  | Pcs | HDPE Unequal Tee PN16-OD75x63mm
| PL | HDPE Fitting | Unequal Tee | PN16 | OD90x50 |  | Tap |  | Pcs | HDPE Unequal Tee PN16-OD90x50mm
| PL | HDPE Fitting | Unequal Tee | PN16 | OD90x63 |  | Tap |  | Pcs | HDPE Unequal Tee PN16-OD90x63mm
| PL | HDPE Fitting | Unequal Tee | PN16 | OD90x75 |  | Tap |  | Pcs | HDPE Unequal Tee PN16-OD90x75mm
| PL | HDPE Fitting | Unequal Tee | PN16 | OD110x50 |  | Tap |  | Pcs | HDPE Unequal Tee PN16-OD110x50mm
| PL | HDPE Fitting | Unequal Tee | PN16 | OD110x63 |  | Tap |  | Pcs | HDPE Unequal Tee PN16-OD110x63mm
| PL | HDPE Fitting | Unequal Tee | PN16 | OD110x90 |  | Tap |  | Pcs | HDPE Unequal Tee PN16-OD110x90mm
| PL | HDPE Fitting | Unequal Tee | PN16 | OD250x200 |  | Tap |  | Pcs | HDPE Unequal Tee PN16-OD250x200mm
0
| PL | HDPE Fitting | Elbow 45° | PN10 | OD50 |  | Tap |  | Pcs | HDPE Elbow 45° PN10-OD50mm
| PL | HDPE Fitting | Elbow 45° | PN10 | OD75 |  | Tap |  | Pcs | HDPE Elbow 45° PN10-OD75mm
| PL | HDPE Fitting | Elbow 45° | PN10 | OD90 |  | Tap |  | Pcs | HDPE Elbow 45° PN10-OD90mm
| PL | HDPE Fitting | Elbow 45° | PN10 | OD110 |  | Tap |  | Pcs | HDPE Elbow 45° PN10-OD110mm
| PL | HDPE Fitting | Elbow 45° | PN10 | OD125 |  | Tap |  | Pcs | HDPE Elbow 45° PN10-OD125mm
| PL | HDPE Fitting | Elbow 45° | PN10 | OD160 |  | Tap |  | Pcs | HDPE Elbow 45° PN10-OD160mm
0
| PL | HDPE Fitting | Elbow 45° | PN12.5 | OD90 |  | Tap |  | Pcs | HDPE Elbow 45° PN12.5-OD90mm
| PL | HDPE Fitting | Elbow 45° | PN12.5 | OD110 |  | Tap |  | Pcs | HDPE Elbow 45° PN12.5-OD110mm
0
| PL | HDPE Fitting | Elbow 45° | PN16 | OD25 |  | Tap |  | Pcs | HDPE Elbow​​ 45° PN16-OD25mm
| PL | HDPE Fitting | Elbow 45° | PN16 | OD50 |  | Tap |  | Pcs | HDPE Elbow 45° PN16-OD50mm
| PL | HDPE Fitting | Elbow 45° | PN16 | OD63 |  | Tap |  | Pcs | HDPE Elbow 45° PN16-OD63mm
| PL | HDPE Fitting | Elbow 45° | PN16 | OD75 |  | Tap |  | Pcs | HDPE Elbow 45° PN16-OD75mm
| PL | HDPE Fitting | Elbow 45° | PN16 | OD110 |  | Tap |  | Pcs | HDPE Elbow 45° PN16-OD110mm
| PL | HDPE Fitting | Elbow 45° | PN16 | OD200 |  | Tap |  | Pcs | HDPE Elbow 45° PN16-OD200mm
0
| PL | HDPE Fitting | Elbow 90° | PN10 | OD50 |  | Tap |  | Pcs | HDPE Elbow 90° PN10-OD50mm
| PL | HDPE Fitting | Elbow 90° | PN10 | OD63 |  | Tap |  | Pcs | HDPE Elbow 90° PN10-OD63mm
| PL | HDPE Fitting | Elbow 90° | PN10 | OD75 |  | Tap |  | Pcs | HDPE Elbow 90° PN10-OD75mm
| PL | HDPE Fitting | Elbow 90° | PN10 | OD90 |  | Tap |  | Pcs | HDPE Elbow 90° PN10-OD90mm
| PL | HDPE Fitting | Elbow 90° | PN10 | OD110 |  | Tap |  | Pcs | HDPE Elbow 90° PN10-OD110mm
| PL | HDPE Fitting | Elbow 90° | PN10 | OD160 |  | Tap |  | Pcs | HDPE Elbow 90° PN10-OD160mm
0
| PL | HDPE Fitting | Elbow 90° | PN12.5 | OD40 |  | Tap |  | Pcs | HDPE Elbow 90° PN12.5-OD40mm
| PL | HDPE Fitting | Elbow 90° | PN12.5 | OD50 |  | Tap |  | Pcs | HDPE Elbow 90° PN12.5-OD50mm
| PL | HDPE Fitting | Elbow 90° | PN12.5 | OD63 |  | Tap |  | Pcs | HDPE Elbow 90° PN12.5-OD63mm
| PL | HDPE Fitting | Elbow 90° | PN12.5 | OD75 |  | Tap |  | Pcs | HDPE Elbow 90° PN12-5 OD75mm
| PL | HDPE Fitting | Elbow 90° | PN12.5 | OD90 |  | Tap |  | Pcs | HDPE Elbow 90° PN12.5-OD90mm
| PL | HDPE Fitting | Elbow 90° | PN12.5 | OD110 |  | Tap |  | Pcs | HDPE Elbow 90° PN12.5-OD110mm
0
| PL | HDPE Fitting | Elbow 90° | PN16 | OD20 |  | Tap |  | Pcs | HDPE Elbow​​ 90° PN16-OD20mm
| PL | HDPE Fitting | Elbow 90° | PN16 | OD25 |  | Tap |  | Pcs | HDPE Elbow​​ 90° PN16-OD25mm
| PL | HDPE Fitting | Elbow 90° | PN16 | OD32 |  | Tap |  | Pcs | HDPE Elbow 90° PN16-OD 32mm
| PL | HDPE Fitting | Elbow 90° | PN16 | OD40 |  | Tap |  | Pcs | HDPE Elbow 90° PN16-OD40mm
| PL | HDPE Fitting | Elbow 90° | PN16 | OD50 |  | Tap |  | Pcs | HDPE Elbow 90° PN16-OD50mm
| PL | HDPE Fitting | Elbow 90° | PN16 | OD63 |  | Tap |  | Pcs | HDPE Elbow 90° PN16-OD63mm
| PL | HDPE Fitting | Elbow 90° | PN16 | OD75 |  | Tap |  | Pcs | HDPE Elbow 90° PN16-OD75mm
| PL | HDPE Fitting | Elbow 90° | PN16 | OD90 |  | Tap |  | Pcs | HDPE Elbow 90° PN16-OD90mm
| PL | HDPE Fitting | Elbow 90° | PN16 | OD110 |  | Tap |  | Pcs | HDPE Elbow 90° PN16-OD110mm
| PL | HDPE Fitting | Elbow 90° | PN16 | OD160 |  | Tap |  | Pcs | HDPE Elbow 90° PN16-OD160mm
| PL | HDPE Fitting | Elbow 90° | PN16 | OD200 |  | Tap |  | Pcs | HDPE Elbow 90° PN16-OD200mm
0
| PL | HDPE Fitting | Elbow 90° | PN20 | OD160 |  | Tap |  | Pcs | HDPE Elbow​​ 90° PN20-OD160mm
[9 empty] | Pcs | 0
| PL | HDPE Fitting | Stub End | PN10 | OD63 |  | Tap |  | Pcs | HDPE Stub End PN10-OD63mm
| PL | HDPE Fitting | Stub End | PN10 | OD110 |  | Tap |  | Pcs | HDPE Stub End PN10-OD110mm
| PL | HDPE Fitting | Stub End | PN10 | OD200 |  | Tap |  | Pcs | HDPE Stub End PN10-OD200mm
0
| PL | HDPE Fitting | Stub End | PN12.5 | OD63 |  | Tap |  | Pcs | HDPE Stub End PN12.5-OD63mm
| PL | HDPE Fitting | Stub End | PN12.5 | OD75 |  | Tap |  | Pcs | HDPE Stub End PN12.5-OD75mm
| PL | HDPE Fitting | Stub End | PN12.5 | OD90 |  | Tap |  | Pcs | HDPE Stub End PN12.5-OD90mm
| PL | HDPE Fitting | Stub End | PN12.5 | OD110 |  | Tap |  | Pcs | HDPE Stub End PN12.5-OD110mm
| PL | HDPE Fitting | Stub End | PN12.5 | OD140 |  | Tap |  | Pcs | HDPE Stub End PN12.5-OD140mm
0
| PL | HDPE Fitting | Stub End | PN16 | OD75 |  | Tap |  | Pcs | HDPE Stub End PN16-OD75mm
| PL | HDPE Fitting | Stub End | PN16 | OD90 |  | Tap |  | Pcs | HDPE Stub End PN16-OD90mm
| PL | HDPE Fitting | Stub End | PN16 | OD110 |  | Tap |  | Pcs | HDPE Stub End PN16-OD110mm
| PL | HDPE Fitting | Stub End | PN16 | OD160 |  | Tap |  | Pcs | HDPE Stub End PN16-OD160mm
| PL | HDPE Fitting | Stub End | PN16 | OD200 |  | Tap |  | Pcs | HDPE Stub End PN16-OD200mm
| PL | HDPE Fitting | Stub End | PN16 | OD300 |  | Tap |  | Pcs | HDPE Stub End PN16-OD300mm
0
| PL | HDPE Fitting | End Cap | PN12.5 | OD110 |  | Tap |  | Pcs | HDPE End Cap PN12.5-OD110mm
| PL | HDPE Fitting | End Cap | PN12.5 | OD140 |  | Tap |  | Pcs | HDPE End Cap PN12.5-OD140mm
| PL | HDPE Fitting | End Cap | PN12.5 | OD160 |  | Tap |  | Pcs | HDPE End Cap PN12.5-OD160mm
0
| PL | HDPE Fitting | End Cap | PN16 | OD25 |  | Tap |  | Pcs | HDPE End Cap PN16-OD25mm
| PL | HDPE Fitting | End Cap | PN16 | OD32 |  | Tap |  | Pcs | HDPE End Cap PN16-OD32mm
| PL | HDPE Fitting | End Cap | PN16 | OD40 |  | Tap |  | Pcs | HDPE End Cap PN16-OD40mm
| PL | HDPE Fitting | End Cap | PN16 | OD63 |  | Tap |  | Pcs | HDPE End Cap PN16-OD63mm
| PL | HDPE Fitting | End Cap | PN16 | OD75 |  | Tap |  | Pcs | HDPE End Cap PN16-OD75mm
| PL | HDPE Fitting | End Cap | PN16 | OD90 |  | Tap |  | Pcs | HDPE End Cap PN16-OD90mm
| PL | HDPE Fitting | End Cap | PN16 | OD160 |  | Tap |  | Pcs | HDPE End Cap PN16-OD160mm
0
| PL | HDPE Valve | Gate Valve | PN16 | OD25 |  | Tap |  | nos | HDPE Gate Valve PN16-OD25mm
| PL | HDPE Valve | Gate Valve | PN16 | OD32 |  | Tap |  | nos | HDPE Gate Valve PN16-OD32mm
| PL | HDPE Valve | Gate Valve | PN16 | OD40 |  | Tap |  | nos | HDPE Gate Valve PN16-OD40mm
0
| PL | HDPE Fitting | Male Threaded Coupling | PN16 | OD20xR1/2'' |  | Tap |  | Pcs | HDPE Male Threaded Coupling PN16-OD20xR1/2''
| PL | HDPE Fitting | Male Threaded Coupling | PN16 | OD25xR1/2'' |  | Tap |  | Pcs | HDPE Male Threaded Coupling PN16-OD25xR1/2''
| PL | HDPE Fitting | Male Threaded Coupling | PN16 | OD25xR3/4'' |  | Tap |  | Pcs | HDPE Male Threaded Coupling PN16-OD25xR3/4''
| PL | HDPE Fitting | Male Threaded Coupling | PN16 | OD32xR1'' |  | Tap |  | Pcs | HDPE Male Threaded Coupling PN16-OD32xR1''
| PL | HDPE Fitting | Male Threaded Coupling | PN16 | OD40xR1-1/4'' |  | Tap |  | Pcs | HDPE Male Threaded Coupling PN16-OD40xR1-1/4''
| PL | HDPE Fitting | Male Threaded Coupling | PN16 | OD50xR1-1/2'' |  | Tap |  | Pcs | HDPE Male Threaded Coupling PN16-OD50xR1-1/2''
| PL | HDPE Fitting | Male Threaded Coupling | PN16 | OD63xR2'' |  | Tap |  | Pcs | HDPE Male Threaded Coupling PN16-OD63xR2''
0
| PL | HDPE Fitting | Female Threaded Coupling | PN16 | OD20xRP3/4'' |  | Tap |  | Pcs | HDPE Female Threaded Coupling PN16-OD20xRP3/4''
| PL | HDPE Fitting | Female Threaded Coupling | PN16 | OD25xRP1/2'' |  | Tap |  | Pcs | HDPE Female Threaded Coupling PN16-OD25xRP1/2''
| PL | HDPE Fitting | Female Threaded Coupling | PN16 | OD25xRP3/4'' |  | Tap |  | Pcs | HDPE Female Threaded Coupling PN16-OD25xRP3/4''
| PL | HDPE Fitting | Female Threaded Coupling | PN16 | OD32xRP1'' |  | Tap |  | Pcs | HDPE Female Threaded Coupling PN16-OD32xRP1''
| PL | HDPE Fitting | Female Threaded Coupling | PN16 | OD40xRP1-1/4'' |  | Tap |  | Pcs | HDPE Female Threaded Coupling PN16-OD40xRP1-1/4''
| PL | HDPE Fitting | Female Threaded Coupling | PN16 | OD50xRP1-1/2'' |  | Tap |  | Pcs | HDPE Female Threaded Coupling PN16-OD50xRP1-1/2''
| PL | HDPE Fitting | Female Threaded Coupling | PN16 | OD63xRP2'' |  | Tap |  | Pcs | HDPE Female Threaded Coupling PN16-OD63xRP2''
0
| PL | HDPE Fitting | Female Threaded Elbow | PN16 | OD20xRP1/2'' |  | Tap |  | Pcs | HDPE Female Threaded Elbow PN16-OD20xRP1/2''
| PL | HDPE Fitting | Female Threaded Elbow | PN16 | OD25xRP3/4'' |  | Tap |  | Pcs | HDPE Female Threaded Elbow PN16-OD25xRP3/4''
[5 empty] | 0 |  |  |  |  | 0
| PL | HDPE Fitting | Male Threaded Elbow | PN16 | OD25xR3/4'' |  | Tap |  | Pcs | HDPE Male Threaded Elbow PN16-OD25xR3/4''
[5 empty] | 0 |  |  |  |  | 0
| PL | HDPE Fitting | Female Threaded Tee | PN16 | OD25xRP1/2'' |  | Tap |  | Pcs | HDPE Female Threaded Tee PN16-OD25xRP1/2''
[5 empty] | 0 |  |  |  |  | 0
| PL | HDPE Fitting | Clamp Saddle |  | OD63x1'' |  | Tap |  | Pcs | HDPE Clamp Saddle OD63x1''
| PL | HDPE Fitting | Clamp Saddle |  | OD160x2'' |  | Tap |  | Pcs | HDPE Clamp Saddle OD160x2''
0
| PL | HDPE Fitting | Compression Coupling |  | OD40 |  | Tap |  | Pcs | HDPE Compression Coupling OD40mm
| PL | HDPE Fitting | Compression Coupling |  | OD50 |  | Tap |  | Pcs | HDPE Compression Coupling OD50mm
0
| PL | HDPE Fitting | Compression Reducing Coupling |  | OD40x32 |  | Tap |  | Pcs | HDPE Compression Reducing Coupling OD40x32mm
| PL | HDPE Fitting | Compression Reducing Coupling |  | OD75x63 |  | Tap |  | Pcs | HDPE Compression Reducing Coupling OD75x63mm
0
| PL | HDPE Fitting | Compression Elbow |  | OD50 |  | Tap |  | Pcs | HDPE Compression Elbow OD50mm
| PL | HDPE Fitting | Compression Elbow |  | OD63 |  | Tap |  | Pcs | HDPE Compression Elbow OD63mm
0
| PL | HDPE Fitting | Compression Tee |  | OD32 |  | Tap |  | Pcs | HDPE Compression Tee OD32mm
| PL | HDPE Fitting | Compression Tee |  | OD63 |  | Tap |  | Pcs | HDPE Compression Tee OD63mm
0
| PL | HDPE Fitting | Compression Reducing Tee |  | OD40x32 |  | Tap |  | Pcs | HDPE Compression Reducing Tee OD40x32mm
| PL | HDPE Fitting | Compression Reducing Tee |  | OD63x32 |  | Tap |  | Pcs | HDPE Compression Reducing Tee OD63x32mm
| PL | HDPE Fitting | Compression Reducing Tee |  | OD63x50 |  | Tap |  | Pcs | HDPE Compression Reducing Tee OD63x50mm
| PL | HDPE Fitting | Compression Reducing Tee |  | OD90x63 |  | Tap |  | Pcs | HDPE Compression Reducing Tee OD90x63mm
0
| PL | HDPE Fitting | Compression Tee with Male Threaded Outlet |  | OD40xR1-1/4'' |  | Tap |  | Pcs | HDPE Compression Tee with Male Thread Outlet OD40xR1-1/4''
0
| PL | HDPE Fitting | Compression Tee with Female Threaded Outlet |  | OD40xRP1-1/4'' |  | Tap |  | Pcs | HDPE Compression Tee with Female Thread Outlet OD40xRP1-1/4''
0
| PL | HDPE Fitting | Compression Male Threaded Adaptor |  | OD40xR1-1/4'' |  | Tap |  | Pcs | HDPE Compression Male Threaded Adaptor OD40xR1-1/4''
| PL | HDPE Fitting | Compression Male Threaded Adaptor |  | OD50xR1-1/2'' |  | Tap |  | Pcs | HDPE Compression Male Threaded Adaptor OD50xR1-1/2''
| PL | HDPE Fitting | Compression Male Threaded Adaptor |  | OD75xR2-1/2'' |  | Tap |  | Pcs | HDPE Compression Male Threaded Adaptor OD75xR2-1/2''
0
| PL | HDPE Fitting | Compression Female Threaded Adaptor |  | OD32xRP1'' |  | Tap |  | Pcs | HDPE Compression Female Threaded Adaptor OD32xRP1''
| PL | HDPE Fitting | Compression Female Threaded Adaptor |  | OD40xRP1'' |  | Tap |  | Pcs | HDPE Compression Female Threaded Adaptor OD40xRP1''
| PL | HDPE Fitting | Compression Female Threaded Adaptor |  | OD40xRP1-1/4'' |  | Tap |  | Pcs | HDPE Compression Female Threaded Adaptor OD40xRP1-1/4''
| PL | HDPE Fitting | Compression Female Threaded Adaptor |  | OD110xRP4'' |  | Tap |  | Pcs | HDPE Compression Female Threaded Adaptor OD110xRP4''
0
| PL | HDPE Fitting | Compression End Cap |  | OD25 |  | Tap |  | Pcs | HDPE Compression End Cap OD25mm
| PL | HDPE Fitting | Compression End Cap |  | OD40 |  | Tap |  | Pcs | HDPE Compression End Cap OD40mm
| PL | HDPE Fitting | Compression End Cap |  | OD90 |  | Tap |  | Pcs | HDPE Compression End Cap OD90mm
| PL | HDPE Fitting | Compression End Cap |  | OD110 |  | Tap |  | Pcs | HDPE Compression End Cap OD110mm
0
| PL | HDPE Fitting | Electrofusion Coupling |  | OD25 |  | Tap |  | Pcs | HDPE Electrofusion Coupling OD63mm
| PL | HDPE Fitting | Electrofusion Coupling |  | OD75 |  | Tap |  | Pcs | HDPE Electrofusion Coupling OD75mm
| PL | HDPE Fitting | Electrofusion Coupling |  | OD90 |  | Tap |  | Pcs | HDPE Electrofusion Coupling OD90mm
| PL | HDPE Fitting | Electrofusion Coupling |  | OD110 |  | Tap |  | Pcs | HDPE Electrofusion Coupling OD110mm
| PL | HDPE Fitting | Electrofusion Coupling |  | OD140 |  | Tap |  | Pcs | HDPE Electrofusion Coupling OD140mm
| PL | HDPE Fitting | Electrofusion Coupling |  | OD160 |  | Tap |  | Pcs | HDPE Electrofusion Coupling OD160mm
| PL | HDPE Fitting | Electrofusion Coupling |  | OD180 |  | Tap |  | Pcs | HDPE Electrofusion Coupling OD180mm
| PL | HDPE Fitting | Electrofusion Coupling |  | OD200 |  | Tap |  | Pcs | HDPE Electrofusion Coupling OD200mm
0
| PL | HDPE Fitting | Electrofusion Reducing |  | OD75x63 |  | Tap |  | Pcs | HDPE Electrofusion Reducing OD75x63mm
| PL | HDPE Fitting | Electrofusion Reducing |  | OD110x63 |  | Tap |  | Pcs | HDPE Electrofusion Reducing OD110x63mm
| PL | HDPE Fitting | Electrofusion Reducing |  | OD110x75 |  | Tap |  | Pcs | HDPE Electrofusion Reducing OD110x75mm
| PL | HDPE Fitting | Electrofusion Reducing |  | OD160x110 |  | Tap |  | Pcs | HDPE Electrofusion Reducing OD160x110mm
| PL | HDPE Fitting | Electrofusion Reducing |  | OD200x110 |  | Tap |  | Pcs | HDPE Electrofusion Reducing OD200x110mm
| PL | HDPE Fitting | Electrofusion Reducing |  | OD200x160 |  | Tap |  | Pcs | HDPE Electrofusion Reducing OD200x160mm
0
| PL | HDPE Fitting | Electrofusion Elbow 90° |  | OD63 |  | Tap |  | Pcs | HDPE Electrofusion Elbow 90° OD63mm
| PL | HDPE Fitting | Electrofusion Elbow 90° |  | OD75 |  | Tap |  | Pcs | HDPE Electrofusion Elbow 90° OD75mm
| PL | HDPE Fitting | Electrofusion Elbow 90° |  | OD90 |  | Tap |  | Pcs | HDPE Electrofusion Elbow 90° OD90mm
| PL | HDPE Fitting | Electrofusion Elbow 90° |  | OD110 |  | Tap |  | Pcs | HDPE Electrofusion Elbow 90° OD110mm
| PL | HDPE Fitting | Electrofusion Elbow 90° |  | OD140 |  | Tap |  | Pcs | HDPE Electrofusion Elbow 90° OD140mm
| PL | HDPE Fitting | Electrofusion Elbow 90° |  | OD160 |  | Tap |  | Pcs | HDPE Electrofusion Elbow 90° OD160mm
| PL | HDPE Fitting | Electrofusion Elbow 90° |  | OD180 |  | Tap |  | Pcs | HDPE Electrofusion Elbow 90° OD180mm
| PL | HDPE Fitting | Electrofusion Elbow 90° |  | OD200 |  | Tap |  | Pcs | HDPE Electrofusion Elbow 90° OD200mm
0
| PL | HDPE Fitting | Electrofusion Tee |  | OD63 |  | Tap |  | Pcs | HDPE Electrofusion Tee OD63mm
| PL | HDPE Fitting | Electrofusion Tee |  | OD75 |  | Tap |  | Pcs | HDPE Electrofusion Tee OD75mm
| PL | HDPE Fitting | Electrofusion Tee |  | OD90 |  | Tap |  | Pcs | HDPE Electrofusion Tee OD90mm
| PL | HDPE Fitting | Electrofusion Tee |  | OD110 |  | Tap |  | Pcs | HDPE Electrofusion Tee OD110mm
| PL | HDPE Fitting | Electrofusion Tee |  | OD140 |  | Tap |  | Pcs | HDPE Electrofusion Tee OD140mm
| PL | HDPE Fitting | Electrofusion Tee |  | OD160 |  | Tap |  | Pcs | HDPE Electrofusion Tee OD160mm
| PL | HDPE Fitting | Electrofusion Tee |  | OD180 |  | Tap |  | Pcs | HDPE Electrofusion Tee OD180mm
| PL | HDPE Fitting | Electrofusion Tee |  | OD200 |  | Tap |  | Pcs | HDPE Electrofusion Tee OD200mm
0
| PL | HDPE Fitting | Electrofusion Reducing Tee |  | OD75x40 |  | Tap |  | Pcs | HDPE Electrofusion Reducing Tee OD75x40mm
| PL | HDPE Fitting | Electrofusion Reducing Tee |  | OD75x63 |  | Tap |  | Pcs | HDPE Electrofusion Reducing Tee OD75x63mm
| PL | HDPE Fitting | Electrofusion Reducing Tee |  | OD110x75 |  | Tap |  | Pcs | HDPE Electrofusion Reducing Tee OD110x75mm
| PL | HDPE Fitting | Electrofusion Reducing Tee |  | OD160x110 |  | Tap |  | Pcs | HDPE Electrofusion Reducing Tee OD160x110mm
| PL | HDPE Fitting | Electrofusion Reducing Tee |  | OD200x110 |  | Tap |  | Pcs | HDPE Electrofusion Reducing Tee OD200x110mm
| PL | HDPE Fitting | Electrofusion Reducing Tee |  | OD200x160 |  | Tap |  | Pcs | HDPE Electrofusion Reducing Tee OD200x160mm
| PL | Cast Iron Pipe |  |  | DN50 |  |  |  | m | Cast Iron Pipe, ASTM A888-DN50mm( 2'') (3M/Length)
| PL | Cast Iron Pipe |  |  | DN80 |  |  |  | m | Cast Iron Pipe, ASTM A888-DN80mm( 3'') (3M/Length)
| PL | Cast Iron Pipe |  |  | DN100 |  |  |  | m | Cast Iron Pipe, ASTM A888-DN100mm( 4'') (3M/Length)
| PL | Cast Iron Pipe |  |  | DN150 |  |  |  | m | Cast Iron Pipe, ASTM A888-DN150mm( 6'') (3M/Length)
| PL | Cast Iron Pipe |  |  | DN200 |  |  |  | m | Cast Iron Pipe, ASTM A888-DN200mm( 8'') (3M/Length)
| PL | Cast Iron Fitting | 45° Bend |  | DN50 |  |  |  | Pcs | Cast Iron 45° Bend, ASTM A888-DN50mm
| PL | Cast Iron Fitting | 45° Bend |  | DN80 |  |  |  | Pcs | Cast Iron 45° Bend, ASTM A888-DN80mm
| PL | Cast Iron Fitting | 45° Bend |  | DN100 |  |  |  | Pcs | Cast Iron 45° Bend, ASTM A888-DN100mm
| PL | Cast Iron Fitting | 45° Bend |  | DN150 |  |  |  | Pcs | Cast Iron 45° Bend, ASTM A888-DN150mm
| PL | Cast Iron Fitting | 45° Bend |  | DN200 |  |  |  | Pcs | Cast Iron 45° Bend, ASTM A888-DN200mm
| PL | Cast Iron Fitting | 90° Bend |  | DN50 |  |  |  | Pcs | Cast Iron 90° Bend, ASTM A888-DN50mm
| PL | Cast Iron Fitting | 90° Bend |  | DN80 |  |  |  | Pcs | Cast Iron 90° Bend, ASTM A888-DN80mm
| PL | Cast Iron Fitting | 90° Bend |  | DN100 |  |  |  | Pcs | Cast Iron 90° Bend, ASTM A888-DN100mm
| PL | Cast Iron Fitting | 90° Bend |  | DN150 |  |  |  | Pcs | Cast Iron 90° Bend, ASTM A888-DN150mm
| PL | Cast Iron Fitting | 90° Bend |  | DN200 |  |  |  | Pcs | Cast Iron 90° Bend, ASTM A888-DN200mm
| PL | Cast Iron Fitting | 45° Y Branches |  | DN50 |  |  |  | Pcs | Cast Iron 45° Y Branches, ASTM A888-DN50mm
| PL | Cast Iron Fitting | 45° Y Branches |  | DN80 |  |  |  | Pcs | Cast Iron 45° Y Branches, ASTM A888-DN80mm
| PL | Cast Iron Fitting | 45° Y Branches |  | DN100 |  |  |  | Pcs | Cast Iron 45° Y Branches, ASTM A888-DN100mm
| PL | Cast Iron Fitting | 45° Y Branches |  | DN150 |  |  |  | Pcs | Cast Iron 45° Y Branches, ASTM A888-DN150mm
| PL | Cast Iron Fitting | 45° Y Branches |  | DN200 |  |  |  | Pcs | Cast Iron 45° Y Branches, ASTM A888-DN200mm
| PL | Cast Iron Fitting | 45° Y Branches |  | DN80x50 |  |  |  | Pcs | Cast Iron 45° Y Branches, ASTM A888-DN80x50mm
| PL | Cast Iron Fitting | 45° Y Branches |  | DN100x50 |  |  |  | Pcs | Cast Iron 45° Y Branches, ASTM A888-DN100x50mm
| PL | Cast Iron Fitting | 45° Y Branches |  | DN100x80 |  |  |  | Pcs | Cast Iron 45° Y Branches, ASTM A888-DN100x80mm
| PL | Cast Iron Fitting | 45° Y Branches |  | DN150x50 |  |  |  | Pcs | Cast Iron 45° Y Branches, ASTM A888-DN150x50mm
| PL | Cast Iron Fitting | 45° Y Branches |  | DN150x80 |  |  |  | Pcs | Cast Iron 45° Y Branches, ASTM A888-DN150x80mm
| PL | Cast Iron Fitting | 45° Y Branches |  | DN150x100 |  |  |  | Pcs | Cast Iron 45° Y Branches, ASTM A888-DN150x100mm
| PL | Cast Iron Fitting | 45° Y Branches |  | DN200x100 |  |  |  | Pcs | Cast Iron 45° Y Branches, ASTM A888-DN200x100mm
| PL | Cast Iron Fitting | 45° Y Branches |  | DN200x150 |  |  |  | Pcs | Cast Iron 45° Y Branches, ASTM A888-DN200x150mm
| PL | Cast Iron Fitting | 90° T Branches |  | DN50 |  |  |  | Pcs | Cast Iron 90° T Branches, ASTM A888-DN50mm
| PL | Cast Iron Fitting | 90° T Branches |  | DN80 |  |  |  | Pcs | Cast Iron 90° T Branches, ASTM A888-DN80mm
| PL | Cast Iron Fitting | 90° T Branches |  | DN100 |  |  |  | Pcs | Cast Iron 90° T Branches, ASTM A888-DN100mm
| PL | Cast Iron Fitting | 90° T Branches |  | DN150 |  |  |  | Pcs | Cast Iron 90° T Branches, ASTM A888-DN150mm
| PL | Cast Iron Fitting | 90° T Branches |  | DN200 |  |  |  | Pcs | Cast Iron 90° T Branches, ASTM A888-DN200mm
| PL | Cast Iron Fitting | 90° T Branches |  | DN80x50 |  |  |  | Pcs | Cast Iron 90° T Branches, ASTM A888-DN80x50mm
| PL | Cast Iron Fitting | 90° T Branches |  | DN100x50 |  |  |  | Pcs | Cast Iron 90° T Branches, ASTM A888-DN100x50mm
| PL | Cast Iron Fitting | 90° T Branches |  | DN100x80 |  |  |  | Pcs | Cast Iron 90° T Branches, ASTM A888-DN100x80mm
| PL | Cast Iron Fitting | 90° T Branches |  | DN150x50 |  |  |  | Pcs | Cast Iron 90° T Branches, ASTM A888-DN150x50mm
| PL | Cast Iron Fitting | 90° T Branches |  | DN150x80 |  |  |  | Pcs | Cast Iron 90° T Branches, ASTM A888-DN150x80mm
| PL | Cast Iron Fitting | 90° T Branches |  | DN150x100 |  |  |  | Pcs | Cast Iron 90° T Branches, ASTM A888-DN150x100mm
| PL | Cast Iron Fitting | 90° T Branches |  | DN200x100 |  |  |  | Pcs | Cast Iron 90° T Branches, ASTM A888-DN200x100mm
| PL | Cast Iron Fitting | 90° T Branches |  | DN200x150 |  |  |  | Pcs | Cast Iron 90° T Branches, ASTM A888-DN200x150mm
| PL | Cast Iron Fitting | 45° Combination & 1/8 Bend |  | DN50 |  |  |  | Pcs | Cast Iron 45° Combination & 1/8 Bend, ASTM A888-DN50mm
| PL | Cast Iron Fitting | 45° Combination & 1/8 Bend |  | DN80 |  |  |  | Pcs | Cast Iron 45° Combination & 1/8 Bend, ASTM A888-DN80mm
| PL | Cast Iron Fitting | 45° Combination & 1/8 Bend |  | DN100 |  |  |  | Pcs | Cast Iron 45° Combination & 1/8 Bend, ASTM A888-DN100mm
| PL | Cast Iron Fitting | 45° Combination & 1/8 Bend |  | DN150 |  |  |  | Pcs | Cast Iron 45° Combination & 1/8 Bend, ASTM A888-DN150mm
| PL | Cast Iron Fitting | 45° Combination & 1/8 Bend |  | DN200 |  |  |  | Pcs | Cast Iron 45° Combination & 1/8 Bend, ASTM A888-DN200mm
| PL | Cast Iron Fitting | 45° Combination & 1/8 Bend |  | DN80x50 |  |  |  | Pcs | Cast Iron 45° Combination & 1/8 Bend, ASTM A888-DN80x50mm
| PL | Cast Iron Fitting | 45° Combination & 1/8 Bend |  | DN100x50 |  |  |  | Pcs | Cast Iron 45° Combination & 1/8 Bend, ASTM A888-DN100x50mm
| PL | Cast Iron Fitting | 45° Combination & 1/8 Bend |  | DN100x80 |  |  |  | Pcs | Cast Iron 45° Combination & 1/8 Bend, ASTM A888-DN100x80mm
| PL | Cast Iron Fitting | 45° Combination & 1/8 Bend |  | DN150x50 |  |  |  | Pcs | Cast Iron 45° Combination & 1/8 Bend, ASTM A888-DN150x50mm
| PL | Cast Iron Fitting | 45° Combination & 1/8 Bend |  | DN150x80 |  |  |  | Pcs | Cast Iron 45° Combination & 1/8 Bend, ASTM A888-DN150x80mm
| PL | Cast Iron Fitting | 45° Combination & 1/8 Bend |  | DN150x100 |  |  |  | Pcs | Cast Iron 45° Combination & 1/8 Bend, ASTM A888-DN150x100mm
| PL | Cast Iron Fitting | 45° Combination & 1/8 Bend |  | DN200x100 |  |  |  | Pcs | Cast Iron 45° Combination & 1/8 Bend, ASTM A888-DN200x100mm
| PL | Cast Iron Fitting | 45° Combination & 1/8 Bend |  | DN200x150 |  |  |  | Pcs | Cast Iron 45° Combination & 1/8 Bend, ASTM A888-DN200x150mm
| PL | Cast Iron Fitting | Reducing |  | DN80x50 |  |  |  | Pcs | Cast Iron Reducing, ASTM A888-DN80x50mm
| PL | Cast Iron Fitting | Reducing |  | DN100x50 |  |  |  | Pcs | Cast Iron Reducing, ASTM A888-DN100x50mm
| PL | Cast Iron Fitting | Reducing |  | DN100x80 |  |  |  | Pcs | Cast Iron Reducing, ASTM A888-DN100x80mm
| PL | Cast Iron Fitting | Reducing |  | DN150x80 |  |  |  | Pcs | Cast Iron Reducing, ASTM A888-DN150x80mm
| PL | Cast Iron Fitting | Reducing |  | DN150x100 |  |  |  | Pcs | Cast Iron Reducing, ASTM A888-DN150x100mm
| PL | Cast Iron Fitting | Reducing |  | DN200x100 |  |  |  | Pcs | Cast Iron Reducing, ASTM A888-DN200x100mm
| PL | Cast Iron Fitting | Reducing |  | DN200x150 |  |  |  | Pcs | Cast Iron Reducing, ASTM A888-DN200x150mm
| PL | Cast Iron Fitting | P-Trap |  | DN50 |  |  |  | Pcs | Cast Iron P Trap, ASTM A888 - DN50mm
| PL | Cast Iron Fitting | P-Trap |  | DN80 |  |  |  | Pcs | Cast Iron P Trap, ASTM A888 - DN80mm
| PL | Cast Iron Fitting | P-Trap |  | DN100 |  |  |  | Pcs | Cast Iron P Trap, ASTM A888 - DN100mm
| PL | Cast Iron Fitting | Cleanout Plug |  | DN50 |  |  |  | Pcs | Cast Iron Cleanout Plug, ASTM A888-DN50mm
| PL | Cast Iron Fitting | Cleanout Plug |  | DN80 |  |  |  | Pcs | Cast Iron Cleanout Plug, ASTM A888-DN80mm
| PL | Cast Iron Fitting | Cleanout Plug |  | DN100 |  |  |  | Pcs | Cast Iron Cleanout Plug, ASTM A888-DN100mm
| PL | Cast Iron Fitting | Cleanout Plug |  | DN150 |  |  |  | Pcs | Cast Iron Cleanout Plug, ASTM A888-DN150mm
| PL | Cast Iron Fitting | Cleanout Plug |  | DN200 |  |  |  | Pcs | Cast Iron Cleanout Plug, ASTM A888-DN200mm
| PL | Cast Iron Fitting | Cleanout |  | DN50 |  |  |  | Pcs | Cast Iron Cleanout, ASTM A888-DN50mm
| PL | Cast Iron Fitting | Cleanout |  | DN80 |  |  |  | Pcs | Cast Iron Cleanout, ASTM A888-DN80mm
| PL | Cast Iron Fitting | Cleanout |  | DN100 |  |  |  | Pcs | Cast Iron Cleanout, ASTM A888-DN100mm
| PL | Cast Iron Fitting | Cleanout |  | DN150 |  |  |  | Pcs | Cast Iron Cleanout, ASTM A888-DN150mm
| PL | Cast Iron Fitting | Cleanout |  | DN200 |  |  |  | Pcs | Cast Iron Cleanout, ASTM A888-DN200mm
| PL | Cast Iron Fitting | Male Threaded Adapter |  | DN50 |  |  |  | Pcs | Cast Iron Male Threaded Adapter, ASTM A888-DN50mm
| PL | Cast Iron Fitting | Male Threaded Adapter |  | DN80 |  |  |  | Pcs | Cast Iron Male Threaded Adapter, ASTM A888-DN80mm
| PL | Cast Iron Fitting | Male Threaded Adapter |  | DN100 |  |  |  | Pcs | Cast Iron Male Threaded Adapter, ASTM A888-DN100mm
| PL | Cast Iron Fitting | Male Threaded Adapter |  | DN150 |  |  |  | Pcs | Cast Iron Male Threaded Adapter, ASTM A888-DN150mm
| PL | Cast Iron Fitting | Male Threaded Adapter |  | DN200 |  |  |  | Pcs | Cast Iron Male Threaded Adapter, ASTM A888-DN200mm
| PL | Cast Iron Fitting | Female Threaded Adapter |  | DN50 |  |  |  | Pcs | Cast Iron Female Thread Adapter, ASTM A888-DN50mm
| PL | Cast Iron Fitting | Female Threaded Adapter |  | DN80 |  |  |  | Pcs | Cast Iron Female Thread Adapter, ASTM A888-DN80mm
| PL | Cast Iron Fitting | Female Threaded Adapter |  | DN100 |  |  |  | Pcs | Cast Iron Female Thread Adapter, ASTM A888-DN100mm
| PL | Cast Iron Fitting | Female Threaded Adapter |  | DN150 |  |  |  | Pcs | Cast Iron Female Thread Adapter, ASTM A888-DN150mm
| PL | Cast Iron Fitting | Female Threaded Adapter |  | DN200 |  |  |  | Pcs | Cast Iron Female Thread Adapter, ASTM A888-DN200mm
| PL | Cast Iron Fitting | Floor Clean Out |  | DN50 |  | Knack |  | Pcs | Floor Clean Out DN55mm( 2'')
| PL | Cast Iron Fitting | Floor Clean Out |  | DN65 |  | Knack |  | Pcs | Floor Clean Out DN65mm(2-1/2'')
| PL | Cast Iron Fitting | Floor Clean Out |  | DN80 |  | Knack |  | Pcs | Floor Clean Out DN80mm(8'')
| PL | Cast Iron Fitting | Floor Clean Out |  | DN100 |  | Knack |  | Pcs | Floor Clean Out DN100mm(4'')
| PL | Cast Iron Fitting | Floor Clean Out |  | DN150 |  | Knack |  | Pcs | Floor Clean Out DN150mm(6'')
0
| PL | Cast Iron Fitting | Floor Drain |  | DN55 |  | Knack |  | nos | Floor Drain DN55mm(2'')
| PL | Cast Iron Fitting | Floor Drain |  | DN65 |  | Knack |  | nos | Floor Drain DN65mm(2-1/2'')
| PL | Stainless Steel | Floor Drain |  | DN55 |  | A-E |  | nos | Stainless Steel Floor Drain DN55mm ( A-E )
| PL | Stainless Steel | Floor Drain |  | DN65 |  | A-E |  | nos | Stainless Steel Floor Drain DN65mm ( A-E )
0
| PL | Cast Iron Fitting | Roof Drain |  | DN50 |  | Knack |  | nos | Roof Drain DN55mm( 2'' )
| PL | Cast Iron Fitting | Roof Drain |  | DN80 |  | Knack |  | nos | Roof Drain DN80mm(3'')
| PL | Cast Iron Fitting | Roof Drain |  | DN100 |  | Knack |  | nos | Roof Drain DN100mm(4'')
0
| PL | Cast Iron Fitting | Vent Cap |  | DN50 |  | Knack |  | Pcs | Vant Cap DN50mm(2'')
| PL | Cast Iron Fitting | Vent Cap |  | DN100 |  | Knack |  | Pcs | Vant Cap DN100mm(4'')
0
| PL | Valve & Fitting | Water Meter |  | DN20 |  | Asahi |  | nos | Water Meter DN20mm(3/4'')
| PL | Valve & Fitting | Water Meter |  | DN25 |  | Asahi |  | nos | Water Meter DN25mm(1'')
| PL | Valve & Fitting | Water Meter |  | DN40 |  | Asahi |  | nos | Water Meter DN40mm(1-1/2'')
| PL | Valve & Fitting | Water Meter |  | DN50 |  | Asahi |  | nos | Water Meter DN50mm( 2'')
| PL | Valve & Fitting | Gate Valve | PN16 | DN65 |  | Gala |  | nos | NRS Metal Seated Gate Valve PN16 - DN65mm(2-1/2'') |  | 129
| PL | Valve & Fitting | Gate Valve | PN16 | DN80 |  | Gala |  | nos | NRS Metal Seated Gate Valve PN16 - DN80mm(3'') |  | 148
| PL | Valve & Fitting | Gate Valve | PN16 | DN100 |  | Gala |  | nos | NRS Metal Seated Gate Valve PN16 - DN100mm(4'') |  | 255
| PL | Valve & Fitting | Gate Valve | PN16 | DN125 |  | Gala |  | nos | NRS Metal Seated Gate Valve PN16 - DN125mm(5'') |  | 367
| PL | Valve & Fitting | Gate Valve | PN16 | DN150 |  | Gala |  | nos | NRS Metal Seated Gate Valve PN16 - DN150mm(6'') |  | 469
| PL | Valve & Fitting | Gate Valve | PN16 | DN200 |  | Gala |  | nos | NRS Metal Seated Gate Valve PN16 - DN200mm(8'') |  | 637
| PL | Valve & Fitting | Butterfly Valve | PN16 | DN50 |  | Gala |  | nos | Lever Handle Wafer Butterfly Valve PN16 - DN50mm(2'') |  | 21
| PL | Valve & Fitting | Butterfly Valve | PN16 | DN65 |  | Gala |  | nos | Lever Handle Wafer Butterfly Valve PN16 - DN65mm(2-1/2'') |  | 24
| PL | Valve & Fitting | Butterfly Valve | PN16 | DN80 |  | Gala |  | nos | Lever Handle Wafer Butterfly Valve PN16 - DN80mm(3'') |  | 27
| PL | Valve & Fitting | Butterfly Valve | PN16 | DN100 |  | Gala |  | nos | Lever Handle Wafer Butterfly Valve PN16 - DN100mm(4'') |  | 35
| PL | Valve & Fitting | Butterfly Valve | PN16 | DN125 |  | Gala |  | nos | Lever Handle Wafer ButterflyGate Valve PN16 - DN125mm(5'') |  | 45
| PL | Valve & Fitting | Butterfly Valve | PN16 | DN150 |  | Gala |  | nos | Lever Handle Wafer Butterfly Valve PN16 - DN150mm(6'') |  | 58
| PL | Valve & Fitting | Butterfly Valve | PN16 | DN50 |  | Gala |  | nos | Gear Operator Wafer Butterfly Valve PN16 - DN50mm(2'') |  | 44
| PL | Valve & Fitting | Butterfly Valve | PN16 | DN65 |  | Gala |  | nos | Gear Operator Wafer Butterfly Valve PN16 - DN65mm(2-1/2'') |  | 47
| PL | Valve & Fitting | Butterfly Valve | PN16 | DN80 |  | Gala |  | nos | Gear Operator Wafer Butterfly Valve PN16 - DN80mm(3'') |  | 50
| PL | Valve & Fitting | Butterfly Valve | PN16 | DN100 |  | Gala |  | nos | Gear Operator Wafer Butterfly Valve PN16 - DN100mm(4'') |  | 58
| PL | Valve & Fitting | Butterfly Valve | PN16 | DN125 |  | Gala |  | nos | Gear Operator Wafer Butterfly Valve PN16 - DN125mm(5'') |  | 68
| PL | Valve & Fitting | Butterfly Valve | PN16 | DN150 |  | Gala |  | nos | Gear Operator Wafer Butterfly Valve PN16 - DN150mm(6'') |  | 81
| PL | Valve & Fitting | Butterfly Valve | PN16 | DN200 |  | Gala |  | nos | Gear Operator Wafer Butterfly Valve PN16 - DN200mm(8'') |  | 127
| PL | Valve & Fitting | Check Valve | PN16 | DN50 |  | Gala |  | nos | Wafer Type Double Door Check Valve PN16 - DN50mm(2'') |  | 15
| PL | Valve & Fitting | Check Valve | PN16 | DN65 |  | Gala |  | nos | Wafer Type Double Door Check Valve PN16 - DN65mm(2-1/2'') |  | 20
| PL | Valve & Fitting | Check Valve | PN16 | DN80 |  | Gala |  | nos | Wafer Type Double Door Check Valve PN16 - DN80mm(3'') |  | 26
| PL | Valve & Fitting | Check Valve | PN16 | DN100 |  | Gala |  | nos | Wafer Type Double Door Check Valve PN16 - DN100mm(4'') |  | 34
| PL | Valve & Fitting | Check Valve | PN16 | DN125 |  | Gala |  | nos | Wafer Type Double Door Check Valve PN16 - DN125mm(5'') |  | 46
| PL | Valve & Fitting | Check Valve | PN16 | DN150 |  | Gala |  | nos | Wafer Type Double Door Check Valve PN16 - DN150mm(6'') |  | 65
| PL | Valve & Fitting | Check Valve | PN16 | DN200 |  | Gala |  | nos | Wafer Type Double Door Check Valve PN16 - DN200mm(8'') |  | 110
| PL | Valve & Fitting | Check Valve | PN16 | DN65 |  | Gala |  | nos | Swing Check Valve PN16 - DN65mm(2-1/2'') |  | 95
| PL | Valve & Fitting | Check Valve | PN16 | DN80 |  | Gala |  | nos | Swing Check Valve PN16 - DN80mm(3'') |  | 114
| PL | Valve & Fitting | Check Valve | PN16 | DN100 |  | Gala |  | nos | Swing Check Valve PN16 - DN100mm(4'') |  | 179
| PL | Valve & Fitting | Check Valve | PN16 | DN125 |  | Gala |  | nos | Swing Check Valve PN16 - DN125mm(5'') |  | 273
| PL | Valve & Fitting | Check Valve | PN16 | DN150 |  | Gala |  | nos | Swing Check Valve PN16 - DN150mm(6'') |  | 341
| PL | Valve & Fitting | Check Valve | PN16 | DN200 |  | Gala |  | nos | Swing Check Valve PN16 - DN200mm(8'') |  | 546
| PL | Valve & Fitting | Foot Valve | PN16 | DN65 |  | Gala |  | nos | Foot Valve PN16 - DN65mm(2-1/2'') |  | 123
| PL | Valve & Fitting | Foot Valve | PN16 | DN80 |  | Gala |  | nos | Foot Valve PN16 - DN80mm(3'') |  | 160
| PL | Valve & Fitting | Foot Valve | PN16 | DN100 |  | Gala |  | nos | Foot Valve PN16 - DN100mm(4'') |  | 198
| PL | Valve & Fitting | Foot Valve | PN16 | DN125 |  | Gala |  | nos | Foot Valve PN16 - DN125mm(5'') |  | 282
| PL | Valve & Fitting | Foot Valve | PN16 | DN150 |  | Gala |  | nos | Foot Valve PN16 - DN150mm(6'') |  | 412
| PL | Valve & Fitting | Foot Valve | PN16 | DN200 |  | Gala |  | nos | Foot Valve PN16 - DN200mm(8'') |  | 644
| PL | Valve & Fitting | Y-Strainer | PN16 | DN65 |  | Gala |  | nos | Y-Strainer PN16 - DN65mm(2-1/2'') |  | 69
| PL | Valve & Fitting | Y-Strainer | PN16 | DN80 |  | Gala |  | nos | Y- Strainer PN16 - DN80mm(3'') |  | 88
| PL | Valve & Fitting | Y-Strainer | PN16 | DN100 |  | Gala |  | nos | Y- Strainer PN16 - DN100mm(4'') |  | 122
| PL | Valve & Fitting | Y-Strainer | PN16 | DN125 |  | Gala |  | nos | Y- Strainer PN16 - DN125mm(5'') |  | 172
| PL | Valve & Fitting | Y-Strainer | PN16 | DN150 |  | Gala |  | nos | Y- Strainer PN16 - DN150mm(6'') |  | 230
| PL | Valve & Fitting | Y-Strainer | PN16 | DN200 |  | Gala |  | nos | Y- Strainer PN16 - DN200mm(8'') |  | 399
| PL | Valve & Fitting | Float Valve | PN16 | DN65 |  | Gala |  | nos | Float Valve PN16 - DN65mm(2-1/2'') |  | 611
| PL | Valve & Fitting | Float Valve | PN16 | DN80 |  | Gala |  | nos | Float Valve PN16 - DN80mm(3'') |  | 699
| PL | Valve & Fitting | Float Valve | PN16 | DN100 |  | Gala |  | nos | Float Valve PN16 - DN100mm(4'') |  | 917
| PL | Valve & Fitting | Float Valve | PN16 | DN125 |  | Gala |  | nos | Float Valve PN16 - DN125mm(5'')
| PL | Valve & Fitting | Float Valve | PN16 | DN150 |  | Gala |  | nos | Float Valve PN16 - DN150mm(6'')
| PL | Valve & Fitting | Float Valve | PN16 | DN200 |  | Gala |  | nos | Float Valve PN16 - DN200mm(8'')
| PL | Valve & Fitting | Pressure Reducing Coupling Valve | PN16 | DN100 |  | Gala |  | nos | Pressure Reducing Coupling Valve PN16 - DN100mm(4'') |  | 1073
| PL | Valve & Fitting | Pressure Reducing Coupling Valve | PN16 | DN150 |  | Gala |  | nos | Pressure Reducing Coupling Valve PN16 - DN150mm(6'') |  | 1681
| PL | Valve & Fitting | Flexible Join | PN16 | DN65 |  | Gala |  | nos | Single Sphare Flexible Join PN16 - DN65mm(2-1/2'') |  | 38
| PL | Valve & Fitting | Flexible Join | PN16 | DN80 |  | Gala |  | nos | Single Sphare Flexible Join PN16 - DN80mm(3'') |  | 46
| PL | Valve & Fitting | Flexible Join | PN16 | DN100 |  | Gala |  | nos | Single Sphare Flexible Join PN16 - DN100mm(4'') |  | 56
| PL | Valve & Fitting | Flexible Join | PN16 | DN125 |  | Gala |  | nos | Single Sphare Flexible Join PN16 - DN125mm(5'') |  | 76
| PL | Valve & Fitting | Flexible Join | PN16 | DN150 |  | Gala |  | nos | Single Sphare Flexible Join PN16 - DN150mm(6'') |  | 94
| PL | Valve & Fitting | Flexible Join | PN16 | DN200 |  | Gala |  | nos | Single Sphare Flexible Join PN16 - DN200mm(8'') |  | 142
| PL | Valve & Fitting | Flexible Join | PN16 | DN20 |  | Gala |  | nos | Twin Sphare Flexible Join PN16 - DN20mm(3/4'') |  | 16
| PL | Valve & Fitting | Flexible Join | PN16 | DN25 |  | Gala |  | nos | Twin Sphare Flexible Join PN16 - DN25mm(1'') |  | 20
| PL | Valve & Fitting | Flexible Join | PN16 | DN32 |  | Gala |  | nos | Twin Sphare Flexible Join PN16 - DN32mm(1-1/4'') |  | 23
| PL | Valve & Fitting | Flexible Join | PN16 | DN40 |  | Gala |  | nos | Twin Sphare Flexible Join PN16 - DN40mm(1-1/2'') |  | 29
| PL | Valve & Fitting | Flexible Join | PN16 | DN50 |  | Gala |  | nos | Twin Sphare Flexible Join PN16 - DN50mm(2'') |  | 36
| PL | Valve & Fitting | Air Vent | PN16 | DN20 |  | Gala |  | nos | Screwed Air Vent PN16 - DN20mm(3/4'') |  | 52
| PL | Valve & Fitting | Air Vent | PN16 | DN25 |  | Gala |  | nos | Screwed Air Vent PN16 - DN25mm(1'') |  | 52
| PL | Valve & Fitting | Gate Valve | PN16 | DN15 |  | Maple |  | nos | Brass Gate Valve PN16 - DN15mm(1/2'') |  | 4.19
| PL | Valve & Fitting | Gate Valve | PN16 | DN20 |  | Maple |  | nos | Brass Gate Valve PN16 - DN20mm(3/4'') |  | 5.33
| PL | Valve & Fitting | Gate Valve | PN16 | DN25 |  | Maple |  | nos | Brass Gate Valve PN16 - DN25mm(1'') |  | 7.62
| PL | Valve & Fitting | Gate Valve | PN16 | DN32 |  | Maple |  | nos | Brass Gate Valve PN16 - DN32mm(1-1/4'') |  | 11.05
| PL | Valve & Fitting | Gate Valve | PN16 | DN40 |  | Maple |  | nos | Brass Gate Valve PN16 - DN40mm(1-1/2'') |  | 14.86
| PL | Valve & Fitting | Gate Valve | PN16 | DN50 |  | Maple |  | nos | Brass Gate Valve PN16 - DN50mm(2'') |  | 22.48
| PL | Valve & Fitting | Gate Valve | PN16 | DN65 |  | Maple |  | nos | Ductile Iron Gate Valve PN16 - DN65mm(2-1/2'') |  | 65.14
| PL | Valve & Fitting | Gate Valve | PN16 | DN80 |  | Maple |  | nos | Ductile Iron Gate Valve PN16 - DN80mm(3'') |  | 77.33
| PL | Valve & Fitting | Gate Valve | PN16 | DN100 |  | Maple |  | nos | Ductile Iron Gate Valve PN16 - DN100mm(4'') |  | 100.19
| PL | Valve & Fitting | Gate Valve | PN16 | DN150 |  | Maple |  | nos | Ductile Iron Gate Valve PN16 - DN150mm(6'') |  | 168
| PL | Valve & Fitting | Butterfly Valve | PN16 | DN65 |  | Maple |  | nos | Cast Iron Butterfly Valve PN16 - DN65mm(2-1/2'') |  | 24
| PL | Valve & Fitting | Butterfly Valve | PN16 | DN80 |  | Maple |  | nos | Cast Iron Butterfly Valve PN16 - DN80mm(3'') |  | 27.43
| PL | Valve & Fitting | Butterfly Valve | PN16 | DN100 |  | Maple |  | nos | Cast Iron Butterfly Valve PN16 - DN100mm(4'') |  | 40.38
| PL | Valve & Fitting | Butterfly Valve | PN16 | DN125 |  | Maple |  | nos | Cast Iron Butterfly Valve PN16 - DN125mm(5'') |  | 50.29
| PL | Valve & Fitting | Butterfly Valve | PN16 | DN150 |  | Maple |  | nos | Cast Iron Butterfly Valve PN16 - DN150mm(6'') |  | 58.29
| PL | Valve & Fitting | Butterfly Valve | PN16 | DN200 |  | Maple |  | nos | Cast Iron Butterfly Valve PN16 - DN200mm(8'') |  | 126.86
| PL | Valve & Fitting | Check Valve | PN16 | DN65 |  | Maple |  | nos | Cast Iron Wafer Check Valve PN16 - DN65mm(2-1/2'') |  | 19.81
| PL | Valve & Fitting | Check Valve | PN16 | DN80 |  | Maple |  | nos | Cast Iron Wafer Check Valve PN16 - DN80mm(3'') |  | 26.67
| PL | Valve & Fitting | Check Valve | PN16 | DN100 |  | Maple |  | nos | Cast Iron Wafer Check Valve PN16 - DN100mm(4'') |  | 33.14
| PL | Valve & Fitting | Check Valve | PN16 | DN125 |  | Maple |  | nos | Cast Iron Wafer Check Valve PN16 - DN125mm(5'')
| PL | Valve & Fitting | Check Valve | PN16 | DN150 |  | Maple |  | nos | Cast Iron Wafer Check Valve PN16 - DN150mm(6'') |  | 57.14
| PL | Valve & Fitting | Check Valve | PN16 | DN200 |  | Maple |  | nos | Cast Iron Wafer Check Valve PN16 - DN200mm(8'')
| PL | Valve & Fitting | Check Valve | PN16 | DN20 |  | Maple |  | nos | Brass Swing Check Valve PN16 - DN20mm(3/4'') |  | 8
| PL | Valve & Fitting | Check Valve | PN16 | DN25 |  | Maple |  | nos | Brass Swing Check Valve PN16 - DN25mm(1'') |  | 11.05
| PL | Valve & Fitting | Check Valve | PN16 | DN32 |  | Maple |  | nos | Brass Swing Check Valve PN16 - DN32mm(1-1/4'') |  | 17.9
| PL | Valve & Fitting | Check Valve | PN16 | DN40 |  | Maple |  | nos | Brass Swing Check Valve PN16 - DN40mm(1-1/2'')
| PL | Valve & Fitting | Check Valve | PN16 | DN50 |  | Maple |  | nos | Brass Swing Check Valve PN16 - DN50mm(2'') |  | 32.76
| PL | Valve & Fitting | Foot Valve | PN16 | DN65 |  | Maple |  | nos | Foot Valve PN16 - DN65mm(2-1/2'') |  | 46.48
| PL | Valve & Fitting | Foot Valve | PN16 | DN80 |  | Maple |  | nos | Foot Valve PN16 - DN80mm(3'')
| PL | Valve & Fitting | Foot Valve | PN16 | DN100 |  | Maple |  | nos | Foot Valve PN16 - DN100mm(4'') |  | 78.86
| PL | Valve & Fitting | Foot Valve | PN16 | DN125 |  | Maple |  | nos | Foot Valve PN16 - DN125mm(5'')
| PL | Valve & Fitting | Foot Valve | PN16 | DN150 |  | Maple |  | nos | Foot Valve PN16 - DN150mm(6'') |  | 177.14
| PL | Valve & Fitting | Foot Valve | PN16 | DN200 |  | Maple |  | nos | Foot Valve PN16 - DN200mm(8'')
| PL | Valve & Fitting | Y-Strainer | PN16 | DN20 |  | Maple |  | nos | Brass Y-Strainer PN16 - DN20mm(3/4'')
| PL | Valve & Fitting | Y-Strainer | PN16 | DN25 |  | Maple |  | nos | Brass Y-Strainer PN16 - DN25mm(1'')
| PL | Valve & Fitting | Y-Strainer | PN16 | DN32 |  | Maple |  | nos | Brass Y-Strainer PN16 - DN32mm(1-1/4'')
| PL | Valve & Fitting | Y-Strainer | PN16 | DN40 |  | Maple |  | nos | Brass Y-Strainer PN16 - DN40mm(1-1/2'')
| PL | Valve & Fitting | Y-Strainer | PN16 | DN50 |  | Maple |  | nos | Brass Y-Strainer PN16 - DN50mm(2'') |  | 39.24
| PL | Valve & Fitting | Y-Strainer | PN16 | DN65 |  | Maple |  | nos | Brass Y-Strainer PN16 - DN65mm(2-1/2'')
| PL | Valve & Fitting | Y-Strainer | PN16 | DN80 |  | Maple |  | nos | Brass Y- Strainer PN16 - DN80mm(3'') |  | 45.33
| PL | Valve & Fitting | Y-Strainer | PN16 | DN100 |  | Maple |  | nos | Brass Y- Strainer PN16 - DN100mm(4'') |  | 70.48
| PL | Valve & Fitting | Y-Strainer | PN16 | DN125 |  | Maple |  | nos | Brass Y- Strainer PN16 - DN125mm(5'')
| PL | Valve & Fitting | Y-Strainer | PN16 | DN150 |  | Maple |  | nos | Brass Y- Strainer PN16 - DN150mm(6'') |  | 132.95
| PL | Valve & Fitting | Y-Strainer | PN16 | DN200 |  | Maple |  | nos | Brass Y- Strainer PN16 - DN200mm(8'')
| PL | Valve & Fitting | Float Valve | PN16 | DN20 |  | Maple |  | nos | Brass Float Valve PN16 - DN20mm(3/4'')
| PL | Valve & Fitting | Float Valve | PN16 | DN25 |  | Maple |  | nos | Brass Float Valve PN16 - DN25mm(1'')
| PL | Valve & Fitting | Float Valve | PN16 | DN32 |  | Maple |  | nos | Brass Float Valve PN16 - DN32mm(1-1/4'')
| PL | Valve & Fitting | Float Valve | PN16 | DN40 |  | Maple |  | nos | Brass Float Valve PN16 - DN40mm(1-1/2'')
| PL | Valve & Fitting | Float Valve | PN16 | DN50 |  | Maple |  | nos | Brass Float Valve PN16 - DN50mm(2'')
| PL | Valve & Fitting | Float Valve | PN16 | DN65 |  | Maple |  | nos | Cast Iron Float Valve PN16 - DN65mm(2-1/2'')
| PL | Valve & Fitting | Float Valve | PN16 | DN80 |  | Maple |  | nos | Cast Iron Float Valve PN16 - DN80mm(3'')
| PL | Valve & Fitting | Float Valve | PN16 | DN100 |  | Maple |  | nos | Cast Iron Float Valve PN16 - DN100mm(4'')
| PL | Valve & Fitting | Float Valve | PN16 | DN125 |  | Maple |  | nos | Cast Iron Float Valve PN16 - DN125mm(5'')
| PL | Valve & Fitting | Float Valve | PN16 | DN150 |  | Maple |  | nos | Cast Iron Float Valve PN16 - DN150mm(6'')
| PL | Valve & Fitting | Float Valve | PN16 | DN200 |  | Maple |  | nos | Cast Iron Float Valve PN16 - DN200mm(8'')
| PL | Valve & Fitting | Flexible Join | PN16 | DN20 |  | Maple |  | nos | Flexible Join PN16 - DN20mm(3/4'')
| PL | Valve & Fitting | Flexible Join | PN16 | DN25 |  | Maple |  | nos | Flexible Join PN16 - DN25mm(1'')
| PL | Valve & Fitting | Flexible Join | PN16 | DN32 |  | Maple |  | nos | Flexible Join PN16 - DN32mm(1-1/4'')
| PL | Valve & Fitting | Flexible Join | PN16 | DN40 |  | Maple |  | nos | Flexible Join PN16 - DN40mm(1-1/2'')
| PL | Valve & Fitting | Flexible Join | PN16 | DN50 |  | Maple |  | nos | Flexible Join PN16 - DN50mm(2'')
| PL | Valve & Fitting | Flexible Join | PN16 | DN65 |  | Maple |  | nos | Flexible Join PN16 - DN65mm(2-1/2'')
| PL | Valve & Fitting | Flexible Join | PN16 | DN80 |  | Maple |  | nos | Flexible Join PN16 - DN80mm(3'')
| PL | Valve & Fitting | Flexible Join | PN16 | DN100 |  | Maple |  | nos | Flexible Join PN16 - DN100mm(4'')
| PL | Valve & Fitting | Flexible Join | PN16 | DN125 |  | Maple |  | nos | Flexible Join PN16 - DN125mm(5'')
| PL | Valve & Fitting | Flexible Join | PN16 | DN150 |  | Maple |  | nos | Flexible Join PN16 - DN150mm(6'')
| PL | Valve & Fitting | Flexible Join | PN16 | DN200 |  | Maple |  | nos | Flexible Join PN16 - DN200mm(8'')
| PL | Valve & Fitting | Air Vent | PN16 | DN20 |  | Maple |  | nos | Air Vent PN16 - DN20mm(3/4'')
| PL | Valve & Fitting | Air Vent | PN16 | DN25 |  | Maple |  | nos | Air Vent PN16 - DN25mm(1'')
| PL | Valve & Fitting | Gate Valve | PN16 | DN15 |  | Itap |  | nos | Brass Gate Valve PN16 - DN15mm(1/2'') |  | 5.7
| PL | Valve & Fitting | Gate Valve | PN16 | DN20 |  | Itap |  | nos | Brass Gate Valve PN16 - DN20mm(3/4'') |  | 8.2
| PL | Valve & Fitting | Gate Valve | PN16 | DN25 |  | Itap |  | nos | Brass Gate Valve PN16 - DN25mm(1'') |  | 11
| PL | Valve & Fitting | Gate Valve | PN16 | DN32 |  | Itap |  | nos | Brass Gate Valve PN16 - DN32mm(1-1/4'') |  | 14.8
| PL | Valve & Fitting | Gate Valve | PN16 | DN40 |  | Itap |  | nos | Brass Gate Valve PN16 - DN40mm(1-1/2'') |  | 19.2
| PL | Valve & Fitting | Gate Valve | PN16 | DN50 |  | Itap |  | nos | Brass Gate Valve PN16 - DN50mm(2'') |  | 28.9
| PL | Valve & Fitting | Gate Valve | PN16 | DN65 |  | Itap |  | nos | Brass Gate Valve PN16 - DN65mm(2-1/2'') |  | 49
| PL | Valve & Fitting | Gate Valve | PN16 | DN80 |  | Itap |  | nos | Brass Gate Valve PN16 - DN80mm(3'') |  | 67.8
| PL | Valve & Fitting | Gate Valve | PN16 | DN100 |  | Itap |  | nos | Brass Gate Valve PN16 - DN100mm(4'') |  | 123.7
| PL | Valve & Fitting | Check Valve |  | DN15 |  | Itap |  | nos | Swing Check Valve - DN15mm(1/2'') |  | 4.9
| PL | Valve & Fitting | Check Valve |  | DN20 |  | Itap |  | nos | Swing Check Valve - DN20mm(3/4'') |  | 6.7
| PL | Valve & Fitting | Check Valve |  | DN25 |  | Itap |  | nos | Swing Check Valve - DN25mm(1'') |  | 9.7
| PL | Valve & Fitting | Check Valve |  | DN32 |  | Itap |  | nos | Swing Check Valve - DN32mm(1-1/4'') |  | 14.2
| PL | Valve & Fitting | Check Valve |  | DN40 |  | Itap |  | nos | Swing Check Valve - DN40mm(1-1/2'') |  | 18.4
| PL | Valve & Fitting | Check Valve |  | DN50 |  | Itap |  | nos | Swing Check Valve - DN50mm(2'') |  | 25.8
| PL | Valve & Fitting | Foot Valve |  | DN20 |  | Itap |  | nos | Foot Valve - DN20mm(3/4'') |  | 5.4
| PL | Valve & Fitting | Foot Valve |  | DN25 |  | Itap |  | nos | Foot Valve - DN25mm(1'') |  | 6.8
| PL | Valve & Fitting | Foot Valve |  | DN32 |  | Itap |  | nos | Foot Valve - DN32mm(1-1/4'') |  | 9.8
| PL | Valve & Fitting | Foot Valve |  | DN40 |  | Itap |  | nos | Foot Valve - DN40mm(1-1/2'') |  | 14.2
| PL | Valve & Fitting | Foot Valve |  | DN50 |  | Itap |  | nos | Foot Valve - DN50mm(2'') |  | 20.2
| PL | Valve & Fitting | Foot Valve |  | DN65 |  | Itap |  | nos | Foot Valve - DN65mm(2-1/2'') |  | 38.9
| PL | Valve & Fitting | Foot Valve |  | DN80 |  | Itap |  | nos | Foot Valve - DN80mm(3'') |  | 53.2
| PL | Valve & Fitting | Foot Valve |  | DN100 |  | Itap |  | nos | Foot Valve - DN100mm(4'') |  | 92
| PL | Valve & Fitting | Y-Strainer |  | DN15 |  | Itap |  | nos | Y-Strainer - DN15mm(1/2'') |  | 3.5
| PL | Valve & Fitting | Y-Strainer |  | DN20 |  | Itap |  | nos | Y-Strainer - DN20mm(3/4'') |  | 5.6
| PL | Valve & Fitting | Y-Strainer |  | DN25 |  | Itap |  | nos | Y-Strainer - DN25mm(1'') |  | 8.7
| PL | Valve & Fitting | Y-Strainer |  | DN32 |  | Itap |  | nos | Y-Strainer - DN32mm(1-1/4'') |  | 13.4
| PL | Valve & Fitting | Y-Strainer |  | DN40 |  | Itap |  | nos | Y-Strainer - DN40mm(1-1/2'') |  | 17.8
| PL | Valve & Fitting | Y-Strainer |  | DN50 |  | Itap |  | nos | Y-Strainer - DN50mm(2'') |  | 29.1
| PL | Valve & Fitting | Ball Valve |  | DN20 |  | Itap |  | nos | Vienna Ball Valve - DN20mm(3/4'') |  | 5.1
| PL | Valve & Fitting | Ball Valve |  | DN25 |  | Itap |  | nos | Vienna Ball Valve - DN25mm(1'') |  | 7.4
| PL | Valve & Fitting | Ball Valve |  | DN32 |  | Itap |  | nos | Vienna Ball Valve - DN32mm(1-1/4'') |  | 11.9
| PL | Valve & Fitting | Ball Valve |  | DN40 |  | Itap |  | nos | Vienna Ball Valve - DN40mm(1-1/2'') |  | 16.6
| PL | Valve & Fitting | Ball Valve |  | DN50 |  | Itap |  | nos | Vienna Ball Valve - DN50mm(2'') |  | 26.6
| PL | Valve & Fitting | Ball Valve |  | DN20 |  | Itap |  | nos | Ideal Ball Valve - DN20mm(3/4'') |  | 6.2
| PL | Valve & Fitting | Ball Valve |  | DN25 |  | Itap |  | nos | Ideal Ball Valve - DN25mm(1'') |  | 9.4
| PL | Valve & Fitting | Ball Valve |  | DN32 |  | Itap |  | nos | Ideal Ball Valve - DN32mm(1-1/4'') |  | 14.8
| PL | Valve & Fitting | Ball Valve |  | DN40 |  | Itap |  | nos | Ideal Ball Valve - DN40mm(1-1/2'') |  | 22.1
| PL | Valve & Fitting | Ball Valve |  | DN50 |  | Itap |  | nos | Ideal Ball Valve - DN50mm(2'') |  | 33.6
| PL | Valve & Fitting | Pressure Reducing Valve |  | DN15 |  | Itap |  | nos | Minipress Pressure Reducing Valve - DN15mm(1/2'') |  | 10.7
| PL | Valve & Fitting | Pressure Reducing Valve |  | DN20 |  | Itap |  | nos | Minipress Pressure Reducing Valve - DN20mm(3/4'') |  | 11.5
| PL | Valve & Fitting | Pressure Reducing Valve |  | DN20 |  | Itap |  | nos | Europress Pressure Reducing Valve - DN20mm(3/4'') |  | 25.8
| PL | Valve & Fitting | Pressure Reducing Valve |  | DN25 |  | Itap |  | nos | Europress Pressure Reducing Valve - DN25mm(1'') |  | 36.6
| PL | Valve & Fitting | Pressure Reducing Valve |  | DN32 |  | Itap |  | nos | Europress Pressure Reducing Valve - DN32mm(1-1/4'') |  | 79.4
| PL | Valve & Fitting | Pressure Reducing Valve |  | DN40 |  | Itap |  | nos | Europress Pressure Reducing Valve - DN40mm(1-1/2'') |  | 89.4
| PL | Valve & Fitting | Pressure Reducing Valve |  | DN50 |  | Itap |  | nos | Europress Pressure Reducing Valve - DN50mm(2'') |  | 132.8
| PL | Valve & Fitting | Pressure Reducing Valve |  | DN65 |  | Itap |  | nos | Europress Pressure Reducing Valve - DN65mm(2-1/2'') |  | 233
| PL | Valve & Fitting | Pressure Reducing Valve |  | DN80 |  | Itap |  | nos | Europress Pressure Reducing Valve - DN80mm(3'') |  | 336.2
| PL | Valve & Fitting | Pressure Reducing Valve |  | DN100 |  | Itap |  | nos | Europress Pressure Reducing Valve - DN100mm(4'') |  | 762.9
| PL | Valve & Fitting | Air Vent |  | DN20 |  | Itap |  | nos | Air Vent , 10bar - DN20mm(3/4'') |  | 5.6
| PL | Valve & Fitting | Air Vent |  | DN25 |  | Itap |  | nos | Air Vent , 10bar - DN25mm(1'') |  | 8.7
| PL | Valve & Fitting | Hose bib |  | DN15 |  | Itap |  | nos | Gar ball hose bibcock - DN15mm(1/2'') |  | 5.3
| PL | Valve & Fitting | Hose bib |  | DN20 |  | Itap |  | nos | Gar ball hose bibcock - DN20mm(3/4'') |  | 7
| PL | Valve & Fitting | Hose bib |  | DN15 |  | Itap |  | nos | Gar ball bibcock - DN15mm(1/2'') |  | 4.6
| PL | Valve & Fitting | Hose bib |  | DN20 |  | Itap |  | nos | Gar ball bibcock - DN20mm(3/4'') |  | 5.7
| PL | Valve & Fitting | Angle Valve |  | DN15 |  | Itap |  | nos | Angle Valve - DN15mm(1/2'') |  | 4.7
| PL | Pump |  |  |  |  | Grunfos |  |  | Submersible Sewage Pump,Brand:Grunfos
| PL | Pump |  |  |  |  | EBARA |  |  | Submersible Sewage Pump,Brand:EBARA | TEM
| PL | Pump |  |  |  |  | Grunfos |  |  | Transfer Pump,Brand:Grunfos
| PL | Pump |  |  |  |  | EBARA |  |  | Transfer Pump,Brand:EBARA | TEM
| PL | Pump |  |  |  |  | Grunfos |  |  | Booster Pump,Brand:Grunfos
| PL | Pump |  |  |  |  | EBARA |  |  | Booster Pump,Brand:EBARA | TEM
| PL | Sanitary Fixture & Accessories |  |  |  |  | Cotto |  | Set | Water closet Flush Valve
| PL | Sanitary Fixture & Accessories |  |  |  |  | Cotto |  | Set | Water closet Flush Tanks
| PL | Sanitary Fixture & Accessories |  |  |  |  | Cotto |  | Set | Rinsing Spray
| PL | Sanitary Fixture & Accessories |  |  |  |  | Cotto |  | Set | Hand Rail for Toilet
| PL | Sanitary Fixture & Accessories |  |  |  |  | Cotto |  | Set | 60CM Multi-Pupose Hand,Handrail for Toilet
| PL | Sanitary Fixture & Accessories |  |  |  |  | Cotto |  | Set | Wall Hange Basin
| PL | Sanitary Fixture & Accessories |  |  |  |  | Cotto |  | Set | Basin Tap
| PL | Sanitary Fixture & Accessories |  |  |  |  | Cotto |  | Set | Basin Sensor Tap
| PL | Sanitary Fixture & Accessories |  |  |  |  | Cotto |  | Set | Basin Pop up Waste Drain
| PL | Sanitary Fixture & Accessories |  |  |  |  | Cotto |  | Set | P-Trap for Lavatory
| PL | Sanitary Fixture & Accessories |  |  |  |  | Cotto |  | Set | Wall Hang Urinal
| PL | Sanitary Fixture & Accessories |  |  |  |  | Cotto |  | Set | Sensor Urinal
| PL | Sanitary Fixture & Accessories |  |  |  |  | Cotto |  | Set | Automatic Urinal Flush Valve,Urinal Sensor
| PL | Sanitary Fixture & Accessories |  |  |  |  | Cotto |  | Set | Concealed Urinal Sensor
| PL | Sanitary Fixture & Accessories |  |  |  |  | Cotto |  | Set | Urinal Cover Board
| PL | Sanitary Fixture & Accessories |  |  |  |  | Cotto |  | Set | Shower
| PL | Sanitary Fixture & Accessories |  |  |  |  | Cotto |  | Set | Shower Head
| PL | Sanitary Fixture & Accessories |  |  |  |  | Cotto |  | Set | Shower Mixer
| PL | Sanitary Fixture & Accessories |  |  |  |  | Cotto |  | Set | Shower Outlet Elbow
| PL | Sanitary Fixture & Accessories |  |  |  |  | Cotto |  | Set | Hand Shower
| PL | Sanitary Fixture & Accessories |  |  |  |  | Cotto |  | Set | Shower Hose
| PL | Sanitary Fixture & Accessories |  |  |  |  | Cotto |  | Set | Bathtub
| PL | Sanitary Fixture & Accessories |  |  |  |  | Cotto |  | Set | Mount Bath And Shower Faucet
| PL | Sanitary Fixture & Accessories |  |  |  |  | Cotto |  | Set | Paper Holder With Cover
| PL | Sanitary Fixture & Accessories |  |  |  |  | Cotto |  | Set | Hand Dryer
| PL | Sanitary Fixture & Accessories |  |  |  |  | Cotto |  | Set | Hand Roll Tissue Dispenser
| PL | Sanitary Fixture & Accessories |  |  |  |  | Cotto |  | Set | Soap Dispenser
| PL | Sanitary Fixture & Accessories |  |  |  |  | Cotto |  | Set | Towel Bar
| PL | Sanitary Fixture & Accessories |  |  |  |  | TOTO |  | Set | Water closet Flush Valve
| PL | Sanitary Fixture & Accessories |  |  |  |  | TOTO |  | Set | Water closet Flush Tanks
| PL | Sanitary Fixture & Accessories |  |  |  |  | TOTO |  | Set | Rinsing Spray
| PL | Sanitary Fixture & Accessories |  |  |  |  | TOTO |  | Set | Hand Rail for Toilet
| PL | Sanitary Fixture & Accessories |  |  |  |  | TOTO |  | Set | 60CM Multi-Pupose Hand,Handrail for Toilet
| PL | Sanitary Fixture & Accessories |  |  |  |  | TOTO |  | Set | Wall Hange Basin
| PL | Sanitary Fixture & Accessories |  |  |  |  | TOTO |  | Set | Basin Tap
| PL | Sanitary Fixture & Accessories |  |  |  |  | TOTO |  | Set | Basin Sensor Tap
| PL | Sanitary Fixture & Accessories |  |  |  |  | TOTO |  | Set | Basin Pop up Waste Drain
| PL | Sanitary Fixture & Accessories |  |  |  |  | TOTO |  | Set | P-Trap for Lavatory
| PL | Sanitary Fixture & Accessories |  |  |  |  | TOTO |  | Set | Wall Hang Urinal
| PL | Sanitary Fixture & Accessories |  |  |  |  | TOTO |  | Set | Sensor Urinal
| PL | Sanitary Fixture & Accessories |  |  |  |  | TOTO |  | Set | Automatic Urinal Flush Valve,Urinal Sensor
| PL | Sanitary Fixture & Accessories |  |  |  |  | TOTO |  | Set | Concealed Urinal Sensor
| PL | Sanitary Fixture & Accessories |  |  |  |  | TOTO |  | Set | Urinal Cover Board
| PL | Sanitary Fixture & Accessories |  |  |  |  | TOTO |  | Set | Shower
| PL | Sanitary Fixture & Accessories |  |  |  |  | TOTO |  | Set | Shower Head
| PL | Sanitary Fixture & Accessories |  |  |  |  | TOTO |  | Set | Shower Mixer
| PL | Sanitary Fixture & Accessories |  |  |  |  | TOTO |  | Set | Shower Outlet Elbow
| PL | Sanitary Fixture & Accessories |  |  |  |  | TOTO |  | Set | Hand Shower
| PL | Sanitary Fixture & Accessories |  |  |  |  | TOTO |  | Set | Shower Hose
| PL | Sanitary Fixture & Accessories |  |  |  |  | TOTO |  | Set | Bathtub
| PL | Sanitary Fixture & Accessories |  |  |  |  | TOTO |  | Set | Mount Bath And Shower Faucet
| PL | Sanitary Fixture & Accessories |  |  |  |  | TOTO |  | Set | Paper Holder With Cover
| PL | Sanitary Fixture & Accessories |  |  |  |  | TOTO |  | Set | Hand Dryer
| PL | Sanitary Fixture & Accessories |  |  |  |  | TOTO |  | Set | Hand Roll Tissue Dispenser
| PL | Sanitary Fixture & Accessories |  |  |  |  | TOTO |  | Set | Soap Dispenser
| PL | Sanitary Fixture & Accessories |  |  |  |  | TOTO |  | Set | Towel Bar
| PL | Sanitary Fixture & Accessories |  |  |  |  | Kohler |  | Set | Water closet Flush Valve | Heng Asia
| PL | Sanitary Fixture & Accessories |  |  |  |  | Kohler |  | Set | Water closet Flush Tanks | Heng Asia
| PL | Sanitary Fixture & Accessories |  |  |  |  | Kohler |  | Set | Rinsing Spray | Heng Asia
| PL | Sanitary Fixture & Accessories |  |  |  |  | Kohler |  | Set | Hand Rail for Toilet | Heng Asia
| PL | Sanitary Fixture & Accessories |  |  |  |  | Kohler |  | Set | 60CM Multi-Pupose Hand,Handrail for Toilet | Heng Asia
| PL | Sanitary Fixture & Accessories |  |  |  |  | Kohler |  | Set | Wall Hange Basin | Heng Asia
| PL | Sanitary Fixture & Accessories |  |  |  |  | Kohler |  | Set | Basin Tap | Heng Asia
| PL | Sanitary Fixture & Accessories |  |  |  |  | Kohler |  | Set | Basin Sensor Tap | Heng Asia
| PL | Sanitary Fixture & Accessories |  |  |  |  | Kohler |  | Set | Basin Pop up Waste Drain | Heng Asia
| PL | Sanitary Fixture & Accessories |  |  |  |  | Kohler |  | Set | P-Trap for Lavatory | Heng Asia
| PL | Sanitary Fixture & Accessories |  |  |  |  | Kohler |  | Set | Wall Hang Urinal | Heng Asia
| PL | Sanitary Fixture & Accessories |  |  |  |  | Kohler |  | Set | Sensor Urinal | Heng Asia
| PL | Sanitary Fixture & Accessories |  |  |  |  | Kohler |  | Set | Automatic Urinal Flush Valve,Urinal Sensor | Heng Asia
| PL | Sanitary Fixture & Accessories |  |  |  |  | Kohler |  | Set | Concealed Urinal Sensor | Heng Asia
| PL | Sanitary Fixture & Accessories |  |  |  |  | Kohler |  | Set | Urinal Cover Board | Heng Asia
| PL | Sanitary Fixture & Accessories |  |  |  |  | Kohler |  | Set | Shower | Heng Asia
| PL | Sanitary Fixture & Accessories |  |  |  |  | Kohler |  | Set | Shower Head | Heng Asia
| PL | Sanitary Fixture & Accessories |  |  |  |  | Kohler |  | Set | Shower Mixer | Heng Asia
| PL | Sanitary Fixture & Accessories |  |  |  |  | Kohler |  | Set | Shower Outlet Elbow | Heng Asia
| PL | Sanitary Fixture & Accessories |  |  |  |  | Kohler |  | Set | Hand Shower | Heng Asia
| PL | Sanitary Fixture & Accessories |  |  |  |  | Kohler |  | Set | Shower Hose | Heng Asia
Set
| PL | Sanitary Fixture & Accessories |  |  |  |  | Kohler |  | Set | Bathtub | Heng Asia
| PL | Sanitary Fixture & Accessories |  |  |  |  | Kohler |  | Set | Mount Bath And Shower Faucet | Heng Asia
| PL | Sanitary Fixture & Accessories |  |  |  |  | Kohler |  | Set | Paper Holder With Cover | Heng Asia
| PL | Sanitary Fixture & Accessories |  |  |  |  | Kohler |  | Set | Hand Dryer | Heng Asia
| PL | Sanitary Fixture & Accessories |  |  |  |  | Kohler |  | Set | Hand Roll Tissue Dispenser | Heng Asia
| PL | Sanitary Fixture & Accessories |  |  |  |  | Kohler |  | Set | Soap Dispenser | Heng Asia
| PL | Sanitary Fixture & Accessories |  |  |  |  | Kohler |  | Set | Towel Bar | Heng Asia

## FF
1. Product ID | 2. Group | 3. Category | 4. Product Type | 5. Class | 6. Product size | 7. Color | 8. Brand | 9. Model / Factory Code | 10. Unit | 11. Descriptions | Supplier | Unit Price | Labor Hour | Remark
| FF | Black Steel Pipe |  |  | DN20 |  | SeAH |  | m | Black Steel Pipe, ASTM A53-2001, SCH40-DN20mm(3/4'')(6M/Length) | Liumeng
| FF | Black Steel Pipe |  |  | DN25 |  | SeAH |  | m | Black Steel Pipe, ASTM A53-2001, SCH40-DN25mm(1'')(6M/Length) | Liumeng
| FF | Black Steel Pipe |  |  | DN32 |  | SeAH |  | m | Black Steel Pipe, ASTM A53-2001, SCH40-DN32mm(1-1/4'')(6M/Length) | Liumeng
| FF | Black Steel Pipe |  |  | DN40 |  | SeAH |  | m | Black Steel Pipe, ASTM A53-2001, SCH40-DN40mm(1-1/2'')(6M/Length) | Liumeng
| FF | Black Steel Pipe |  |  | DN50 |  | SeAH |  | m | Black Steel Pipe, ASTM A53-2001, SCH40-DN50mm(2'')(6M/Length) | Liumeng
| FF | Black Steel Pipe |  |  | DN65 |  | SeAH |  | m | Black Steel Pipe, ASTM A53-2001, SCH40-DN65mm(2-1/2'')(6M/Length) | Liumeng
| FF | Black Steel Pipe |  |  | DN80 |  | SeAH |  | m | Black Steel Pipe, ASTM A53-2001, SCH40-DN80mm(3'')(6M/Length) | Liumeng
| FF | Black Steel Pipe |  |  | DN100 |  | SeAH |  | m | Black Steel Pipe, ASTM A53-2001, SCH40-DN100mm(4'')(6M/Length) | Liumeng
| FF | Black Steel Pipe |  |  | DN125 |  | SeAH |  | m | Black Steel Pipe, ASTM A53-2001, SCH40-DN125mm(5'')(6M/Length) | Liumeng
| FF | Black Steel Pipe |  |  | DN150 |  | SeAH |  | m | Black Steel Pipe, ASTM A53-2001, SCH40-DN150mm(6'')(6M/Length) | Liumeng
| FF | Black Steel Pipe |  |  | DN200 |  | SeAH |  | m | Black Steel Pipe, ASTM A53-2001, SCH40-DN200mm(8'')(6M/Length) | Liumeng
| FF | Black Steel Pipe |  | Class Medium | DN20 |  | SeAH |  | m | Black Steel Pipe, BS1387 Class Medium-DN20mm(3/4'')(6M/Length) | Liumeng
| FF | Black Steel Pipe |  | Class Medium | DN25 |  | SeAH |  | m | Black Steel Pipe, BS1387 Class Medium-DN25mm(1'')(6M/Length) | Liumeng
| FF | Black Steel Pipe |  | Class Medium | DN32 |  | SeAH |  | m | Black Steel Pipe, BS1387 Class Medium-DN32mm(1-1/4'')(6M/Length) | Liumeng
| FF | Black Steel Pipe |  | Class Medium | DN40 |  | SeAH |  | m | Black Steel Pipe, BS1387 Class Medium-DN40mm(1-1/2'')(6M/Length) | Liumeng
| FF | Black Steel Pipe |  | Class Medium | DN50 |  | SeAH |  | m | Black Steel Pipe, BS1387 Class Medium-DN50mm(2'')(6M/Length) | Liumeng
| FF | Black Steel Pipe |  | Class Medium | DN65 |  | SeAH |  | m | Black Steel Pipe, BS1387 Class Medium-DN65mm(2-1/2'')(6M/Length) | Liumeng
| FF | Black Steel Pipe |  | Class Medium | DN80 |  | SeAH |  | m | Black Steel Pipe, BS1387 Class Medium-DN80mm(3'')(6M/Length) | Liumeng
| FF | Black Steel Pipe |  | Class Medium | DN100 |  | SeAH |  | m | Black Steel Pipe, BS1387 Class Medium-DN100mm(4'')(6M/Length) | Liumeng
| FF | Black Steel Pipe |  | Class Medium | DN125 |  | SeAH |  | m | Black Steel Pipe, BS1387 Class Medium-DN125mm(5'')(6M/Length) | Liumeng
| FF | Black Steel Pipe |  | Class Medium | DN150 |  | SeAH |  | m | Black Steel Pipe, BS1387 Class Medium-DN150mm(6'')(6M/Length) | Liumeng
0
| FF | Black Steel Fitting | Coupling |  | DN25 |  | SeAH |  | Psc | Rigid Coupling ,1'' | Liumeng
| FF | Black Steel Fitting | Coupling |  | DN32 |  | SeAH |  | Psc | Rigid Coupling ,1-1/4'' | Liumeng
| FF | Black Steel Fitting | Coupling |  | DN40 |  | SeAH |  | Psc | Rigid Coupling ,1-1/2'' | Liumeng
| FF | Black Steel Fitting | Coupling |  | DN50 |  | SeAH |  | Psc | Rigid Coupling ,2'' | Liumeng
| FF | Black Steel Fitting | Coupling |  | DN65 |  | SeAH |  | Psc | Rigid Coupling ,2-1/2'' | Liumeng
| FF | Black Steel Fitting | Coupling |  | DN80 |  | SeAH |  | Psc | Rigid Coupling ,3'' | Liumeng
| FF | Black Steel Fitting | Coupling |  | DN100 |  | SeAH |  | Psc | Rigid Coupling ,4'' | Liumeng
| FF | Black Steel Fitting | Coupling |  | DN125 |  | SeAH |  | Psc | Rigid Coupling ,5'' | Liumeng
| FF | Black Steel Fitting | Coupling |  | DN150 |  | SeAH |  | Psc | Rigid Coupling ,6'' | Liumeng
| FF | Black Steel Fitting | Coupling |  | DN200 |  | SeAH |  | Psc | Rigid Coupling ,8'' | Liumeng
0
| FF | Black Steel Fitting | Elbow 90° |  | DN25 |  | SeAH |  | Psc | Grooved Elbow 90° ,1'' | Liumeng
| FF | Black Steel Fitting | Elbow 90° |  | DN32 |  | SeAH |  | Psc | Grooved Elbow 90° ,1-1/4'' | Liumeng
| FF | Black Steel Fitting | Elbow 90° |  | DN40 |  | SeAH |  | Psc | Grooved Elbow 90° ,1-1/2'' | Liumeng
| FF | Black Steel Fitting | Elbow 90° |  | DN50 |  | SeAH |  | Psc | Grooved Elbow 90° ,2'' | Liumeng
| FF | Black Steel Fitting | Elbow 90° |  | DN65 |  | SeAH |  | Psc | Grooved Elbow 90° ,2-1/2'' | Liumeng
| FF | Black Steel Fitting | Elbow 90° |  | DN80 |  | SeAH |  | Psc | Grooved Elbow 90° ,3'' | Liumeng
| FF | Black Steel Fitting | Elbow 90° |  | DN100 |  | SeAH |  | Psc | Grooved Elbow 90° ,4'' | Liumeng
| FF | Black Steel Fitting | Elbow 90° |  | DN125 |  | SeAH |  | Psc | Grooved Elbow 90° ,5'' | Liumeng
| FF | Black Steel Fitting | Elbow 90° |  | DN150 |  | SeAH |  | Psc | Grooved Elbow 90° ,6'' | Liumeng
| FF | Black Steel Fitting | Elbow 90° |  | DN200 |  | SeAH |  | Psc | Grooved Elbow 90° ,8'' | Liumeng
0
| FF | Black Steel Fitting | Elbow 45° |  | DN25 |  | SeAH |  | Psc | Grooved Elbow 45° ,1'' | Liumeng
| FF | Black Steel Fitting | Elbow 45° |  | DN32 |  | SeAH |  | Psc | Grooved Elbow 45° ,1-1/4'' | Liumeng
| FF | Black Steel Fitting | Elbow 45° |  | DN40 |  | SeAH |  | Psc | Grooved Elbow 45° ,1-1/2'' | Liumeng
| FF | Black Steel Fitting | Elbow 45° |  | DN50 |  | SeAH |  | Psc | Grooved Elbow 45° ,2'' | Liumeng
| FF | Black Steel Fitting | Elbow 45° |  | DN65 |  | SeAH |  | Psc | Grooved Elbow 45° ,2-1/2'' | Liumeng
| FF | Black Steel Fitting | Elbow 45° |  | DN80 |  | SeAH |  | Psc | Grooved Elbow 45° ,3'' | Liumeng
| FF | Black Steel Fitting | Elbow 45° |  | DN100 |  | SeAH |  | Psc | Grooved Elbow 45° ,4'' | Liumeng
| FF | Black Steel Fitting | Elbow 45° |  | DN125 |  | SeAH |  | Psc | Grooved Elbow 45° ,5'' | Liumeng
| FF | Black Steel Fitting | Elbow 45° |  | DN150 |  | SeAH |  | Psc | Grooved Elbow 45° ,6'' | Liumeng
| FF | Black Steel Fitting | Elbow 45° |  | DN200 |  | SeAH |  | Psc | Grooved Elbow 45° ,8'' | Liumeng
0
| FF | Black Steel Fitting | Equal Tee |  | DN25 |  | SeAH |  | Psc | Grooved Equal Tee ,1'' | Liumeng
| FF | Black Steel Fitting | Equal Tee |  | DN32 |  | SeAH |  | Psc | Grooved Equal Tee ,1-1/4'' | Liumeng
| FF | Black Steel Fitting | Equal Tee |  | DN40 |  | SeAH |  | Psc | Grooved Equal Tee ,1-1/2'' | Liumeng
| FF | Black Steel Fitting | Equal Tee |  | DN50 |  | SeAH |  | Psc | Grooved Equal Tee ,2'' | Liumeng
| FF | Black Steel Fitting | Equal Tee |  | DN65 |  | SeAH |  | Psc | Grooved Equal Tee ,2-1/2'' | Liumeng
| FF | Black Steel Fitting | Equal Tee |  | DN80 |  | SeAH |  | Psc | Grooved Equal Tee ,3'' | Liumeng
| FF | Black Steel Fitting | Equal Tee |  | DN100 |  | SeAH |  | Psc | Grooved Equal Tee ,4'' | Liumeng
| FF | Black Steel Fitting | Equal Tee |  | DN125 |  | SeAH |  | Psc | Grooved Equal Tee ,5'' | Liumeng
| FF | Black Steel Fitting | Equal Tee |  | DN150 |  | SeAH |  | Psc | Grooved Equal Tee ,6'' | Liumeng
| FF | Black Steel Fitting | Equal Tee |  | DN200 |  | SeAH |  | Psc | Grooved Equal Tee ,8'' | Liumeng
0
| FF | Black Steel Fitting | Unequal Tee |  | DN50x25 |  | SeAH |  | Psc | Grooved Unequal Tee ,2''x1'' | Liumeng
| FF | Black Steel Fitting | Unequal Tee |  | DN50x40 |  | SeAH |  | Psc | Grooved Unequal Tee ,2''x1-1/2'' | Liumeng
| FF | Black Steel Fitting | Unequal Tee |  | DN65x32 |  | SeAH |  | Psc | Grooved Unequal Tee ,2-1/2''x1-1/4'' | Liumeng
| FF | Black Steel Fitting | Unequal Tee |  | DN65x40 |  | SeAH |  | Psc | Grooved Unequal Tee ,2-1/2''x1-1/2'' | Liumeng
| FF | Black Steel Fitting | Unequal Tee |  | DN65x50 |  | SeAH |  | Psc | Grooved Unequal Tee ,2-1/2''x2'' | Liumeng
| FF | Black Steel Fitting | Unequal Tee |  | DN80x32 |  | SeAH |  | Psc | Grooved Unequal Tee ,3''x1-1/4'' | Liumeng
| FF | Black Steel Fitting | Unequal Tee |  | DN80x40 |  | SeAH |  | Psc | Grooved Unequal Tee ,3''x1-1/2'' | Liumeng
| FF | Black Steel Fitting | Unequal Tee |  | DN80x50 |  | SeAH |  | Psc | Grooved Unequal Tee ,3''x2'' | Liumeng
| FF | Black Steel Fitting | Unequal Tee |  | DN80x65 |  | SeAH |  | Psc | Grooved Unequal Tee ,3''x2-1/2'' | Liumeng
| FF | Black Steel Fitting | Unequal Tee |  | DN100x50 |  | SeAH |  | Psc | Grooved Unequal Tee ,4''x2'' | Liumeng
| FF | Black Steel Fitting | Unequal Tee |  | DN100x65 |  | SeAH |  | Psc | Grooved Unequal Tee ,4''x2-1/2'' | Liumeng
| FF | Black Steel Fitting | Unequal Tee |  | DN100x80 |  | SeAH |  | Psc | Grooved Unequal Tee ,4''x3'' | Liumeng
| FF | Black Steel Fitting | Unequal Tee |  | DN150x50 |  | SeAH |  | Psc | Grooved Unequal Tee ,6''x2'' | Liumeng
| FF | Black Steel Fitting | Unequal Tee |  | DN150x65 |  | SeAH |  | Psc | Grooved Unequal Tee ,6''x2-1/2'' | Liumeng
| FF | Black Steel Fitting | Unequal Tee |  | DN150x80 |  | SeAH |  | Psc | Grooved Unequal Tee ,6''x3'' | Liumeng
| FF | Black Steel Fitting | Unequal Tee |  | DN150x100 |  | SeAH |  | Psc | Grooved Unequal Tee ,6''x4'' | Liumeng
| FF | Black Steel Fitting | Unequal Tee |  | DN200x50 |  | SeAH |  | Psc | Grooved Unequal Tee ,8''x2'' | Liumeng
| FF | Black Steel Fitting | Unequal Tee |  | DN200x65 |  | SeAH |  | Psc | Grooved Unequal Tee ,8''x2-1/2'' | Liumeng
| FF | Black Steel Fitting | Unequal Tee |  | DN200x80 |  | SeAH |  | Psc | Grooved Unequal Tee ,8''x3'' | Liumeng
| FF | Black Steel Fitting | Unequal Tee |  | DN200x100 |  | SeAH |  | Psc | Grooved Unequal Tee ,8''x4'' | Liumeng
| FF | Black Steel Fitting | Unequal Tee |  | DN200x150 |  | SeAH |  | Psc | Grooved Unequal Tee ,8''x6'' | Liumeng
0
| FF | Black Steel Fitting | Concentric Reducer |  | DN32x25 |  | SeAH |  | Psc | Grooved Concentric Reducer ,1-1/4x1'' | Liumeng
| FF | Black Steel Fitting | Concentric Reducer |  | DN40x32 |  | SeAH |  | Psc | Grooved Concentric Reducer ,1-1/2x1-1/4'' | Liumeng
| FF | Black Steel Fitting | Concentric Reducer |  | DN50x32 |  | SeAH |  | Psc | Grooved Concentric Reducer ,2''x1-1/4'' | Liumeng
| FF | Black Steel Fitting | Concentric Reducer |  | DN50x40 |  | SeAH |  | Psc | Grooved Concentric Reducer ,2''x1-1/2'' | Liumeng
| FF | Black Steel Fitting | Concentric Reducer |  | DN65x40 |  | SeAH |  | Psc | Grooved Concentric Reducer ,2-1/2x1-1/2'' | Liumeng
| FF | Black Steel Fitting | Concentric Reducer |  | DN65x50 |  | SeAH |  | Psc | Grooved Concentric Reducer ,2-1/2x2'' | Liumeng
| FF | Black Steel Fitting | Concentric Reducer |  | DN80x25 |  | SeAH |  | Psc | Grooved Concentric Reducer ,3''x1'' | Liumeng
| FF | Black Steel Fitting | Concentric Reducer |  | DN80x40 |  | SeAH |  | Psc | Grooved Concentric Reducer ,3''x1-1/2'' | Liumeng
| FF | Black Steel Fitting | Concentric Reducer |  | DN80x50 |  | SeAH |  | Psc | Grooved Concentric Reducer ,3''x2'' | Liumeng
| FF | Black Steel Fitting | Concentric Reducer |  | DN80x65 |  | SeAH |  | Psc | Grooved Concentric Reducer ,3''x2-1/2'' | Liumeng
| FF | Black Steel Fitting | Concentric Reducer |  | DN100x32 |  | SeAH |  | Psc | Grooved Concentric Reducer ,4''x1-1/4'' | Liumeng
| FF | Black Steel Fitting | Concentric Reducer |  | DN100x40 |  | SeAH |  | Psc | Grooved Concentric Reducer ,4''x1-1/2'' | Liumeng
| FF | Black Steel Fitting | Concentric Reducer |  | DN100x50 |  | SeAH |  | Psc | Grooved Concentric Reducer ,4''x2'' | Liumeng
| FF | Black Steel Fitting | Concentric Reducer |  | DN100x65 |  | SeAH |  | Psc | Grooved Concentric Reducer ,4''x2-1/2'' | Liumeng
| FF | Black Steel Fitting | Concentric Reducer |  | DN100x80 |  | SeAH |  | Psc | Grooved Concentric Reducer ,4''x3'' | Liumeng
| FF | Black Steel Fitting | Concentric Reducer |  | DN125x65 |  | SeAH |  | Psc | Grooved Concentric Reducer ,5''x2-1/2'' | Liumeng
| FF | Black Steel Fitting | Concentric Reducer |  | DN125x100 |  | SeAH |  | Psc | Grooved Concentric Reducer ,5''x4'' | Liumeng
| FF | Black Steel Fitting | Concentric Reducer |  | DN150x65 |  | SeAH |  | Psc | Grooved Concentric Reducer ,6''x2-1/2'' | Liumeng
| FF | Black Steel Fitting | Concentric Reducer |  | DN150x80 |  | SeAH |  | Psc | Grooved Concentric Reducer ,6''x3'' | Liumeng
| FF | Black Steel Fitting | Concentric Reducer |  | DN150x100 |  | SeAH |  | Psc | Grooved Concentric Reducer ,6''x4'' | Liumeng
| FF | Black Steel Fitting | Concentric Reducer |  | DN200x100 |  | SeAH |  | Psc | Grooved Concentric Reducer ,8''x4'' | Liumeng
| FF | Black Steel Fitting | Concentric Reducer |  | DN200x150 |  | SeAH |  | Psc | Grooved Concentric Reducer ,8''x6'' | Liumeng
0
| FF | Black Steel Fitting | Reducer with Female Threaded Outlet |  | DN50x25 |  | SeAH |  | Psc | Grooved Reducer with Female Threaded Outlet,2''x1'' | Liumeng
| FF | Black Steel Fitting | Reducer with Female Threaded Outlet |  | DN50x32 |  | SeAH |  | Psc | Grooved Reducer with Female Threaded Outlet,2''x1-1/4'' | Liumeng
| FF | Black Steel Fitting | Reducer with Female Threaded Outlet |  | DN50x40 |  | SeAH |  | Psc | Grooved Reducer with Female Threaded Outlet,2''x1-1/2'' | Liumeng
| FF | Black Steel Fitting | Reducer with Female Threaded Outlet |  | DN65x25 |  | SeAH |  | Psc | Grooved Reducer with Female Threaded Outlet,2-1/2''x1'' | Liumeng
| FF | Black Steel Fitting | Reducer with Female Threaded Outlet |  | DN65x40 |  | SeAH |  | Psc | Grooved Reducer with Female Threaded Outlet,2-1/2''x1-1/2'' | Liumeng
| FF | Black Steel Fitting | Reducer with Female Threaded Outlet |  | DN65x50 |  | SeAH |  | Psc | Grooved Reducer with Female Threaded Outlet,2-1/2''x2'' | Liumeng
| FF | Black Steel Fitting | Reducer with Female Threaded Outlet |  | DN80x40 |  | SeAH |  | Psc | Grooved Reducer with Female Threaded Outlet,3''x1-1/2'' | Liumeng
| FF | Black Steel Fitting | Reducer with Female Threaded Outlet |  | DN80x65 |  | SeAH |  | Psc | Grooved Reducer with Female Threaded Outlet,3''x2-1/2'' | Liumeng
| FF | Black Steel Fitting | Reducer with Female Threaded Outlet |  | DN100x32 |  | SeAH |  | Psc | Grooved Reducer with Female Threaded Outlet,4''x1-1/4'' | Liumeng
| FF | Black Steel Fitting | Reducer with Female Threaded Outlet |  | DN100x40 |  | SeAH |  | Psc | Grooved Reducer with Female Threaded Outlet,4''x1-1/2'' | Liumeng
| FF | Black Steel Fitting | Reducer with Female Threaded Outlet |  | DN100x50 |  | SeAH |  | Psc | Grooved Reducer with Female Threaded Outlet,4''x2'' | Liumeng
0
| FF | Black Steel Fitting | Mechanical Tee Threaded Outlet |  | DN50x25 |  | SeAH |  | Psc | Mechanical Tee Threaded Outlet 2''x1'' | Liumeng
| FF | Black Steel Fitting | Mechanical Tee Threaded Outlet |  | DN50x32 |  | SeAH |  | Psc | Mechanical Tee Threaded Outlet 2''x1-1/4'' | Liumeng
| FF | Black Steel Fitting | Mechanical Tee Threaded Outlet |  | DN50x40 |  | SeAH |  | Psc | Mechanical Tee Threaded Outlet 2''x1-1/2'' | Liumeng
| FF | Black Steel Fitting | Mechanical Tee Threaded Outlet |  | DN65x25 |  | SeAH |  | Psc | Mechanical Tee Threaded Outlet 2-1/2''x1'' | Liumeng
| FF | Black Steel Fitting | Mechanical Tee Threaded Outlet |  | DN65x32 |  | SeAH |  | Psc | Mechanical Tee Threaded Outlet 2-1/2''x1-1/4'' | Liumeng
| FF | Black Steel Fitting | Mechanical Tee Threaded Outlet |  | DN65x40 |  | SeAH |  | Psc | Mechanical Tee Threaded Outlet 2-1/2''x1-1/2'' | Liumeng
| FF | Black Steel Fitting | Mechanical Tee Threaded Outlet |  | DN80x25 |  | SeAH |  | Psc | Mechanical Tee Threaded Outlet 3''x1'' | Liumeng
| FF | Black Steel Fitting | Mechanical Tee Threaded Outlet |  | DN80x32 |  | SeAH |  | Psc | Mechanical Tee Threaded Outlet 3''x1-1/4'' | Liumeng
| FF | Black Steel Fitting | Mechanical Tee Threaded Outlet |  | DN80x40 |  | SeAH |  | Psc | Mechanical Tee Threaded Outlet 3''x1-1/2'' | Liumeng
| FF | Black Steel Fitting | Mechanical Tee Threaded Outlet |  | DN80x50 |  | SeAH |  | Psc | Mechanical Tee Threaded Outlet 3''x2'' | Liumeng
| FF | Black Steel Fitting | Mechanical Tee Threaded Outlet |  | DN100x25 |  | SeAH |  | Psc | Mechanical Tee Threaded Outlet 4''x1'' | Liumeng
| FF | Black Steel Fitting | Mechanical Tee Threaded Outlet |  | DN100x32 |  | SeAH |  | Psc | Mechanical Tee Threaded Outlet 4''x1-1/4'' | Liumeng
| FF | Black Steel Fitting | Mechanical Tee Threaded Outlet |  | DN100x40 |  | SeAH |  | Psc | Mechanical Tee Threaded Outlet 4''x1-1/2'' | Liumeng
| FF | Black Steel Fitting | Mechanical Tee Threaded Outlet |  | DN100x50 |  | SeAH |  | Psc | Mechanical Tee Threaded Outlet 4''x2'' | Liumeng
| FF | Black Steel Fitting | Mechanical Tee Threaded Outlet |  | DN100x65 |  | SeAH |  | Psc | Mechanical Tee Threaded Outlet 4''x2-1/2'' | Liumeng
| FF | Black Steel Fitting | Mechanical Tee Threaded Outlet |  | DN150x50 |  | SeAH |  | Psc | Mechanical Tee Threaded Outlet 6''x2'' | Liumeng
| FF | Black Steel Fitting | Mechanical Tee Threaded Outlet |  | DN150x65 |  | SeAH |  | Psc | Mechanical Tee Threaded Outlet 6''x2-1/2'' | Liumeng
| FF | Black Steel Fitting | Mechanical Tee Threaded Outlet |  | DN150x80 |  | SeAH |  | Psc | Mechanical Tee Threaded Outlet 6''x3'' | Liumeng
| FF | Black Steel Fitting | Mechanical Tee Threaded Outlet |  | DN150x100 |  | SeAH |  | Psc | Mechanical Tee Threaded Outlet 6''x4'' | Liumeng
0
| FF | Black Steel Fitting | End Cap |  | DN150 |  | SeAH |  | Psc | Grooved End Cap,6'' | Liumeng
| FF | Black Steel Fitting | Elbow 90° |  | DN25 |  | SeAH |  | Psc | Welded Elbow 90° ,1'' | Liumeng
| FF | Black Steel Fitting | Elbow 90° |  | DN32 |  | SeAH |  | Psc | Welded Elbow 90° ,1-1/4'' | Liumeng
| FF | Black Steel Fitting | Elbow 90° |  | DN40 |  | SeAH |  | Psc | Welded Elbow 90° ,1-1/2'' | Liumeng
| FF | Black Steel Fitting | Elbow 90° |  | DN50 |  | SeAH |  | Psc | Welded Elbow 90° ,2'' | Liumeng
| FF | Black Steel Fitting | Elbow 90° |  | DN65 |  | SeAH |  | Psc | Welded Elbow 90° ,2-1/2'' | Liumeng
| FF | Black Steel Fitting | Elbow 90° |  | DN80 |  | SeAH |  | Psc | Welded Elbow 90° ,3'' | Liumeng
| FF | Black Steel Fitting | Elbow 90° |  | DN100 |  | SeAH |  | Psc | Welded Elbow 90° ,4'' | Liumeng
| FF | Black Steel Fitting | Elbow 90° |  | DN125 |  | SeAH |  | Psc | Welded Elbow 90° ,5'' | Liumeng
| FF | Black Steel Fitting | Elbow 90° |  | DN150 |  | SeAH |  | Psc | Welded Elbow 90° ,6'' | Liumeng
| FF | Black Steel Fitting | Elbow 90° |  | DN200 |  | SeAH |  | Psc | Welded Elbow 90° ,8'' | Liumeng
| FF | Black Steel Fitting | Elbow 45° |  | DN25 |  | SeAH |  | Psc | Welded Elbow 45° ,1'' | Liumeng
| FF | Black Steel Fitting | Elbow 45° |  | DN32 |  | SeAH |  | Psc | Welded Elbow 45° ,1-1/4'' | Liumeng
| FF | Black Steel Fitting | Elbow 45° |  | DN40 |  | SeAH |  | Psc | Welded Elbow 45° ,1-1/2'' | Liumeng
| FF | Black Steel Fitting | Elbow 45° |  | DN50 |  | SeAH |  | Psc | Welded Elbow 45° ,2'' | Liumeng
| FF | Black Steel Fitting | Elbow 45° |  | DN65 |  | SeAH |  | Psc | Welded Elbow 45° ,2-1/2'' | Liumeng
| FF | Black Steel Fitting | Elbow 45° |  | DN80 |  | SeAH |  | Psc | Welded Elbow 45° ,3'' | Liumeng
| FF | Black Steel Fitting | Elbow 45° |  | DN100 |  | SeAH |  | Psc | Welded Elbow 45° ,4'' | Liumeng
| FF | Black Steel Fitting | Elbow 45° |  | DN125 |  | SeAH |  | Psc | Welded Elbow 45° ,5'' | Liumeng
| FF | Black Steel Fitting | Elbow 45° |  | DN150 |  | SeAH |  | Psc | Welded Elbow 45° ,6'' | Liumeng
| FF | Black Steel Fitting | Elbow 45° |  | DN200 |  | SeAH |  | Psc | Welded Elbow 45° ,8'' | Liumeng
| FF | Black Steel Fitting | Reducer |  | DN25x15 |  | SeAH |  | Psc | Welded Reducer ,1''x1/2'' | Liumeng
| FF | Black Steel Fitting | Reducer |  | DN25x20 |  | SeAH |  | Psc | Welded Reducer ,1''x3/4'' | Liumeng
| FF | Black Steel Fitting | Reducer |  | DN32x25 |  | SeAH |  | Psc | Welded Reducer ,1-1/4''x1'' | Liumeng
| FF | Black Steel Fitting | Reducer |  | DN40x25 |  | SeAH |  | Psc | Welded Reducer ,1-1/2''x1'' | Liumeng
| FF | Black Steel Fitting | Reducer |  | DN40x32 |  | SeAH |  | Psc | Welded Reducer ,1-1/2''x1-1/4'' | Liumeng
| FF | Black Steel Fitting | Reducer |  | DN50x25 |  | SeAH |  | Psc | Welded Reducer ,2''x1'' | Liumeng
| FF | Black Steel Fitting | Reducer |  | DN50x32 |  | SeAH |  | Psc | Welded Reducer ,2''x1-1/4'' | Liumeng
| FF | Black Steel Fitting | Reducer |  | DN50x40 |  | SeAH |  | Psc | Welded Reducer ,2''x1-1/2'' | Liumeng
| FF | Black Steel Fitting | Reducer |  | DN65x25 |  | SeAH |  | Psc | Welded Reducer ,2-1/2''x1'' | Liumeng
| FF | Black Steel Fitting | Reducer |  | DN65x32 |  | SeAH |  | Psc | Welded Reducer ,2-1/2''x1-1/4'' | Liumeng
| FF | Black Steel Fitting | Reducer |  | DN65x40 |  | SeAH |  | Psc | Welded Reducer ,2-1/2''x1-1/2'' | Liumeng
| FF | Black Steel Fitting | Reducer |  | DN65x50 |  | SeAH |  | Psc | Welded Reducer ,2-1/2''x2'' | Liumeng
| FF | Black Steel Fitting | Reducer |  | DN80x40 |  | SeAH |  | Psc | Welded Reducer ,3''x1-1/2'' | Liumeng
| FF | Black Steel Fitting | Reducer |  | DN80x50 |  | SeAH |  | Psc | Welded Reducer ,3''x2'' | Liumeng
| FF | Black Steel Fitting | Reducer |  | DN80x65 |  | SeAH |  | Psc | Welded Reducer ,3''x2-1/2'' | Liumeng
| FF | Black Steel Fitting | Reducer |  | DN100x65 |  | SeAH |  | Psc | Welded Reducer ,4''x2-1/2'' | Liumeng
| FF | Black Steel Fitting | Reducer |  | DN100x80 |  | SeAH |  | Psc | Welded Reducer ,4''x3'' | Liumeng
| FF | Black Steel Fitting | Reducer |  | DN150x80 |  | SeAH |  | Psc | Welded Reducer ,6''x3'' | Liumeng
| FF | Black Steel Fitting | Reducer |  | DN150x100 |  | SeAH |  | Psc | Welded Reducer ,6''x4'' | Liumeng
| FF | Black Steel Fitting | Reducer |  | DN200x150 |  | SeAH |  | Psc | Welded Reducer ,8''x6'' | Liumeng
| FF | Black Steel Fitting | Tee |  | DN25 |  | SeAH |  | Psc | Welded Tee ,1'' | Liumeng
| FF | Black Steel Fitting | Tee |  | DN32 |  | SeAH |  | Psc | Welded Tee ,1-1/4'' | Liumeng
| FF | Black Steel Fitting | Tee |  | DN40 |  | SeAH |  | Psc | Welded Tee ,1-1/2'' | Liumeng
| FF | Black Steel Fitting | Tee |  | DN50 |  | SeAH |  | Psc | Welded Tee ,2'' | Liumeng
| FF | Black Steel Fitting | Tee |  | DN65 |  | SeAH |  | Psc | Welded Tee ,2-1/2'' | Liumeng
| FF | Black Steel Fitting | Tee |  | DN80 |  | SeAH |  | Psc | Welded Tee ,3'' | Liumeng
| FF | Black Steel Fitting | Tee |  | DN100 |  | SeAH |  | Psc | Welded Tee ,4'' | Liumeng
| FF | Black Steel Fitting | Tee |  | DN125 |  | SeAH |  | Psc | Welded Tee ,5'' | Liumeng
| FF | Black Steel Fitting | Tee |  | DN150 |  | SeAH |  | Psc | Welded Tee ,6'' | Liumeng
| FF | Black Steel Fitting | Tee |  | DN200 |  | SeAH |  | Psc | Welded Tee ,8'' | Liumeng
| FF | Black Steel Fitting | Tee Reducer |  | DN32x25 |  | SeAH |  | Psc | Welded Tee Reducer ,1-1/4''x1'' | Liumeng
| FF | Black Steel Fitting | Tee Reducer |  | DN40x25 |  | SeAH |  | Psc | Welded Tee Reducer ,1-1/2''x1'' | Liumeng
| FF | Black Steel Fitting | Tee Reducer |  | DN40x32 |  | SeAH |  | Psc | Welded Tee Reducer ,1-1/2''x1-1/4'' | Liumeng
| FF | Black Steel Fitting | Tee Reducer |  | DN50x25 |  | SeAH |  | Psc | Welded Tee Reducer ,2''x1'' | Liumeng
| FF | Black Steel Fitting | Tee Reducer |  | DN50x32 |  | SeAH |  | Psc | Welded Tee Reducer ,2''x1-1/4'' | Liumeng
| FF | Black Steel Fitting | Tee Reducer |  | DN50x40 |  | SeAH |  | Psc | Welded Tee Reducer ,2''x1/2'' | Liumeng
| FF | Black Steel Fitting | Tee Reducer |  | DN65x25 |  | SeAH |  | Psc | Welded Tee Reducer ,2-1/2''x1'' | Liumeng
| FF | Black Steel Fitting | Tee Reducer |  | DN65x32 |  | SeAH |  | Psc | Welded Tee Reducer ,2-1/2''x1-1/4'' | Liumeng
| FF | Black Steel Fitting | Tee Reducer |  | DN65x40 |  | SeAH |  | Psc | Welded Tee Reducer ,2-1/2''x1-1/2'' | Liumeng
| FF | Black Steel Fitting | Tee Reducer |  | DN65x50 |  | SeAH |  | Psc | Welded Tee Reducer ,2-1/2''x2'' | Liumeng
| FF | Black Steel Fitting | Tee Reducer |  | DN80x40 |  | SeAH |  | Psc | Welded Tee Reducer ,3''x1-1/2'' | Liumeng
| FF | Black Steel Fitting | Tee Reducer |  | DN80x50 |  | SeAH |  | Psc | Welded Tee Reducer ,3''x2'' | Liumeng
| FF | Black Steel Fitting | Tee Reducer |  | DN80x65 |  | SeAH |  | Psc | Welded Tee Reducer ,3''x2-1/2'' | Liumeng
| FF | Black Steel Fitting | Tee Reducer |  | DN100x65 |  | SeAH |  | Psc | Welded Tee Reducer ,4''x2-1/2'' | Liumeng
| FF | Black Steel Fitting | Tee Reducer |  | DN100x80 |  | SeAH |  | Psc | Welded Tee Reducer ,4''x3'' | Liumeng
| FF | Black Steel Fitting | Tee Reducer |  | DN150x80 |  | SeAH |  | Psc | Welded Tee Reducer ,6''x3'' | Liumeng
| FF | Black Steel Fitting | Tee Reducer |  | DN150x100 |  | SeAH |  | Psc | Welded Tee Reducer ,6''x4'' | Liumeng
| FF | Black Steel Fitting | Tee Reducer |  | DN200x150 |  | SeAH |  | Psc | Welded Tee Reducer ,8''x6'' | Liumeng
| FF | Black Steel Fitting | Elbow 90° |  | DN25 |  | SeAH |  | Psc | Threaded Elbow 90° ,1'' | Liumeng
| FF | Black Steel Fitting | Elbow 90° |  | DN32 |  | SeAH |  | Psc | Threaded Elbow 90° ,1-1/4'' | Liumeng
| FF | Black Steel Fitting | Elbow 90° |  | DN40 |  | SeAH |  | Psc | Threaded Elbow 90° ,1-1/2'' | Liumeng
| FF | Black Steel Fitting | Elbow 90° |  | DN50 |  | SeAH |  | Psc | Threaded Elbow 90° ,2'' | Liumeng
| FF | Black Steel Fitting | Reducer |  | DN25x15 |  | SeAH |  | Psc | Threaded Reducer ,1''x1/2'' | Liumeng
| FF | Black Steel Fitting | Reducer |  | DN32x25 |  | SeAH |  | Psc | Threaded Reducer ,1-1/4''x1'' | Liumeng
| FF | Black Steel Fitting | Reducer |  | DN40x25 |  | SeAH |  | Psc | Threaded Reducer ,1-1/2''x1'' | Liumeng
| FF | Black Steel Fitting | Reducer |  | DN40x32 |  | SeAH |  | Psc | Threaded Reducer ,1-1/2''x1-1/4'' | Liumeng
| FF | Black Steel Fitting | Reducer |  | DN50x25 |  | SeAH |  | Psc | Threaded Reducer ,2''x1'' | Liumeng
| FF | Black Steel Fitting | Reducer |  | DN50x32 |  | SeAH |  | Psc | Threaded Reducer ,2''x1-1/4'' | Liumeng
| FF | Black Steel Fitting | Reducer |  | DN50x40 |  | SeAH |  | Psc | Threaded Reducer ,2''x1-1/2'' | Liumeng
| FF | Black Steel Fitting | Tee |  | DN25 |  | SeAH |  | Psc | Threaded Tee ,1'' | Liumeng
| FF | Black Steel Fitting | Tee |  | DN32 |  | SeAH |  | Psc | Threaded Tee ,1-1/4'' | Liumeng
| FF | Black Steel Fitting | Tee |  | DN40 |  | SeAH |  | Psc | Threaded Tee ,1-1/2'' | Liumeng
| FF | Black Steel Fitting | Tee |  | DN50 |  | SeAH |  | Psc | Threaded Tee ,2'' | Liumeng
| FF | Black Steel Fitting | Tee Reducer |  | DN32x25 |  | SeAH |  | Psc | Threaded Tee Reducer ,1-1/4''x1'' | Liumeng
| FF | Black Steel Fitting | Tee Reducer |  | DN40x25 |  | SeAH |  | Psc | Threaded Tee Reducer ,1-1/2''x1'' | Liumeng
| FF | Black Steel Fitting | Tee Reducer |  | DN40x32 |  | SeAH |  | Psc | Threaded Tee Reducer ,1-1/2''x1-1/4'' | Liumeng
| FF | Black Steel Fitting | Tee Reducer |  | DN50x25 |  | SeAH |  | Psc | Threaded Tee Reducer ,2''x1'' | Liumeng
| FF | Black Steel Fitting | Tee Reducer |  | DN50x32 |  | SeAH |  | Psc | Threaded Tee Reducer ,2''x1-1/4'' | Liumeng
| FF | Black Steel Fitting | Tee Reducer |  | DN50x40 |  | SeAH |  | Psc | Threaded Tee Reducer ,2''x1-1/2'' | Liumeng
| FF | Galvanized Steel Pipe |  |  | DN20 |  | SeAH |  | m | Galvanized Steel Pipe, ASTM A53-2001, SCH40-DN20mm(3/4'')(6M/Length) | Liumeng |  |  | Hot Dipped Zinc-Coated Pipe, ASTM A53-2001, SCH40
| FF | Galvanized Steel Pipe |  |  | DN25 |  | SeAH |  | m | Galvanized Steel Pipe, ASTM A53-2001, SCH40-DN25mm(1'')(6M/Length) | Liumeng |  |  | Hot Dipped Zinc-Coated Pipe, ASTM A53-2001, SCH40
| FF | Galvanized Steel Pipe |  |  | DN32 |  | SeAH |  | m | Galvanized Steel Pipe, ASTM A53-2001, SCH40-DN32mm(1-1/4'')(6M/Length) | Liumeng |  |  | Hot Dipped Zinc-Coated Pipe, ASTM A53-2001, SCH40
| FF | Galvanized Steel Pipe |  |  | DN40 |  | SeAH |  | m | Galvanized Steel Pipe, ASTM A53-2001, SCH40-DN40mm(1-1/2'')(6M/Length) | Liumeng |  |  | Hot Dipped Zinc-Coated Pipe, ASTM A53-2001, SCH40
| FF | Galvanized Steel Pipe |  |  | DN50 |  | SeAH |  | m | Galvanized Steel Pipe, ASTM A53-2001, SCH40-DN50mm(2'')(6M/Length) | Liumeng |  |  | Hot Dipped Zinc-Coated Pipe, ASTM A53-2001, SCH40
| FF | Galvanized Steel Pipe |  |  | DN65 |  | SeAH |  | m | Galvanized Steel Pipe, ASTM A53-2001, SCH40-DN65mm(2-1/2'')(6M/Length) | Liumeng |  |  | Hot Dipped Zinc-Coated Pipe, ASTM A53-2001, SCH40
| FF | Galvanized Steel Pipe |  |  | DN80 |  | SeAH |  | m | Galvanized Steel Pipe, ASTM A53-2001, SCH40-DN80mm(3'')(6M/Length) | Liumeng |  |  | Hot Dipped Zinc-Coated Pipe, ASTM A53-2001, SCH40
| FF | Galvanized Steel Pipe |  |  | DN100 |  | SeAH |  | m | Galvanized Steel Pipe, ASTM A53-2001, SCH40-DN100mm(4'')(6M/Length) | Liumeng |  |  | Hot Dipped Zinc-Coated Pipe, ASTM A53-2001, SCH40
| FF | Galvanized Steel Pipe |  |  | DN125 |  | SeAH |  | m | Galvanized Steel Pipe, ASTM A53-2001, SCH40-DN125mm(5'')(6M/Length) | Liumeng |  |  | Hot Dipped Zinc-Coated Pipe, ASTM A53-2001, SCH40
| FF | Galvanized Steel Pipe |  |  | DN150 |  | SeAH |  | m | Galvanized Steel Pipe, ASTM A53-2001, SCH40-DN150mm(6'')(6M/Length) | Liumeng |  |  | Hot Dipped Zinc-Coated Pipe, ASTM A53-2001, SCH40
| FF | Galvanized Steel Pipe |  |  | DN200 |  | SeAH |  | m | Galvanized Steel Pipe, ASTM A53-2001, SCH40-DN200mm(8'')(6M/Length) | Liumeng |  |  | Hot Dipped Zinc-Coated Pipe, ASTM A53-2001, SCH40
| FF | Galvanized Steel Pipe |  | Class Medium | DN20 |  | SeAH |  | m | Galvanized Steel Pipe, BS1387 Class Medium-DN20mm(3/4'')(6M/Length) | Liumeng |  |  | Hot Dipped Zinc-Coated Pipe, BS1387 Class Medium
| FF | Galvanized Steel Pipe |  | Class Medium | DN25 |  | SeAH |  | m | Galvanized Steel Pipe, BS1387 Class Medium-DN25mm(1'')(6M/Length) | Liumeng |  |  | Hot Dipped Zinc-Coated Pipe, BS1387 Class Medium
| FF | Galvanized Steel Pipe |  | Class Medium | DN32 |  | SeAH |  | m | Galvanized Steel Pipe, BS1387 Class Medium-DN32mm(1-1/4'')(6M/Length) | Liumeng |  |  | Hot Dipped Zinc-Coated Pipe, BS1387 Class Medium
| FF | Galvanized Steel Pipe |  | Class Medium | DN40 |  | SeAH |  | m | Galvanized Steel Pipe, BS1387 Class Medium-DN40mm(1-1/2'')(6M/Length) | Liumeng |  |  | Hot Dipped Zinc-Coated Pipe, BS1387 Class Medium
| FF | Galvanized Steel Pipe |  | Class Medium | DN50 |  | SeAH |  | m | Galvanized Steel Pipe, BS1387 Class Medium-DN50mm(2'')(6M/Length) | Liumeng |  |  | Hot Dipped Zinc-Coated Pipe, BS1387 Class Medium
| FF | Galvanized Steel Pipe |  | Class Medium | DN65 |  | SeAH |  | m | Galvanized Steel Pipe, BS1387 Class Medium-DN65mm(2-1/2'')(6M/Length) | Liumeng |  |  | Hot Dipped Zinc-Coated Pipe, BS1387 Class Medium
| FF | Galvanized Steel Pipe |  | Class Medium | DN80 |  | SeAH |  | m | Galvanized Steel Pipe, BS1387 Class Medium-DN80mm(3'')(6M/Length) | Liumeng |  |  | Hot Dipped Zinc-Coated Pipe, BS1387 Class Medium
| FF | Galvanized Steel Pipe |  | Class Medium | DN100 |  | SeAH |  | m | Galvanized Steel Pipe, BS1387 Class Medium-DN100mm(4'')(6M/Length) | Liumeng |  |  | Hot Dipped Zinc-Coated Pipe, BS1387 Class Medium
| FF | Galvanized Steel Pipe |  | Class Medium | DN125 |  | SeAH |  | m | Galvanized Steel Pipe, BS1387 Class Medium-DN125mm(5'')(6M/Length) | Liumeng |  |  | Hot Dipped Zinc-Coated Pipe, BS1387 Class Medium
| FF | Galvanized Steel Pipe |  | Class Medium | DN150 |  | SeAH |  | m | Galvanized Steel Pipe, BS1387 Class Medium-DN150mm(6'')(6M/Length) | Liumeng |  |  | Hot Dipped Zinc-Coated Pipe, BS1387 Class Medium
0
| FF | Galvanized Steel Fitting | Coupling |  | DN25 |  | SeAH |  | Psc | Rigid Coupling ,1'' | Liumeng
| FF | Galvanized Steel Fitting | Coupling |  | DN32 |  | SeAH |  | Psc | Rigid Coupling ,1-1/4'' | Liumeng
| FF | Galvanized Steel Fitting | Coupling |  | DN40 |  | SeAH |  | Psc | Rigid Coupling ,1-1/2'' | Liumeng
| FF | Galvanized Steel Fitting | Coupling |  | DN50 |  | SeAH |  | Psc | Rigid Coupling ,2'' | Liumeng
| FF | Galvanized Steel Fitting | Coupling |  | DN65 |  | SeAH |  | Psc | Rigid Coupling ,2-1/2'' | Liumeng
| FF | Galvanized Steel Fitting | Coupling |  | DN80 |  | SeAH |  | Psc | Rigid Coupling ,3'' | Liumeng
| FF | Galvanized Steel Fitting | Coupling |  | DN100 |  | SeAH |  | Psc | Rigid Coupling ,4'' | Liumeng
| FF | Galvanized Steel Fitting | Coupling |  | DN125 |  | SeAH |  | Psc | Rigid Coupling ,5'' | Liumeng
| FF | Galvanized Steel Fitting | Coupling |  | DN150 |  | SeAH |  | Psc | Rigid Coupling ,6'' | Liumeng
| FF | Galvanized Steel Fitting | Coupling |  | DN200 |  | SeAH |  | Psc | Rigid Coupling ,8'' | Liumeng
0
| FF | Galvanized Steel Fitting | Elbow 90° |  | DN25 |  | SeAH |  | Psc | Grooved Elbow 90° ,1'' | Liumeng
| FF | Galvanized Steel Fitting | Elbow 90° |  | DN32 |  | SeAH |  | Psc | Grooved Elbow 90° ,1-1/4'' | Liumeng
| FF | Galvanized Steel Fitting | Elbow 90° |  | DN40 |  | SeAH |  | Psc | Grooved Elbow 90° ,1-1/2'' | Liumeng
| FF | Galvanized Steel Fitting | Elbow 90° |  | DN50 |  | SeAH |  | Psc | Grooved Elbow 90° ,2'' | Liumeng
| FF | Galvanized Steel Fitting | Elbow 90° |  | DN65 |  | SeAH |  | Psc | Grooved Elbow 90° ,2-1/2'' | Liumeng
| FF | Galvanized Steel Fitting | Elbow 90° |  | DN80 |  | SeAH |  | Psc | Grooved Elbow 90° ,3'' | Liumeng
| FF | Galvanized Steel Fitting | Elbow 90° |  | DN100 |  | SeAH |  | Psc | Grooved Elbow 90° ,4'' | Liumeng
| FF | Galvanized Steel Fitting | Elbow 90° |  | DN125 |  | SeAH |  | Psc | Grooved Elbow 90° ,5'' | Liumeng
| FF | Galvanized Steel Fitting | Elbow 90° |  | DN150 |  | SeAH |  | Psc | Grooved Elbow 90° ,6'' | Liumeng
| FF | Galvanized Steel Fitting | Elbow 90° |  | DN200 |  | SeAH |  | Psc | Grooved Elbow 90° ,8'' | Liumeng
0
| FF | Galvanized Steel Fitting | Elbow 45° |  | DN25 |  | SeAH |  | Psc | Grooved Elbow 45° ,1'' | Liumeng
| FF | Galvanized Steel Fitting | Elbow 45° |  | DN32 |  | SeAH |  | Psc | Grooved Elbow 45° ,1-1/4'' | Liumeng
| FF | Galvanized Steel Fitting | Elbow 45° |  | DN40 |  | SeAH |  | Psc | Grooved Elbow 45° ,1-1/2'' | Liumeng
| FF | Galvanized Steel Fitting | Elbow 45° |  | DN50 |  | SeAH |  | Psc | Grooved Elbow 45° ,2'' | Liumeng
| FF | Galvanized Steel Fitting | Elbow 45° |  | DN65 |  | SeAH |  | Psc | Grooved Elbow 45° ,2-1/2'' | Liumeng
| FF | Galvanized Steel Fitting | Elbow 45° |  | DN80 |  | SeAH |  | Psc | Grooved Elbow 45° ,3'' | Liumeng
| FF | Galvanized Steel Fitting | Elbow 45° |  | DN100 |  | SeAH |  | Psc | Grooved Elbow 45° ,4'' | Liumeng
| FF | Galvanized Steel Fitting | Elbow 45° |  | DN125 |  | SeAH |  | Psc | Grooved Elbow 45° ,5'' | Liumeng
| FF | Galvanized Steel Fitting | Elbow 45° |  | DN150 |  | SeAH |  | Psc | Grooved Elbow 45° ,6'' | Liumeng
| FF | Galvanized Steel Fitting | Elbow 45° |  | DN200 |  | SeAH |  | Psc | Grooved Elbow 45° ,8'' | Liumeng
0
| FF | Galvanized Steel Fitting | Equal Tee |  | DN25 |  | SeAH |  | Psc | Grooved Equal Tee ,1'' | Liumeng
| FF | Galvanized Steel Fitting | Equal Tee |  | DN32 |  | SeAH |  | Psc | Grooved Equal Tee ,1-1/4'' | Liumeng
| FF | Galvanized Steel Fitting | Equal Tee |  | DN40 |  | SeAH |  | Psc | Grooved Equal Tee ,1-1/2'' | Liumeng
| FF | Galvanized Steel Fitting | Equal Tee |  | DN50 |  | SeAH |  | Psc | Grooved Equal Tee ,2'' | Liumeng
| FF | Galvanized Steel Fitting | Equal Tee |  | DN65 |  | SeAH |  | Psc | Grooved Equal Tee ,2-1/2'' | Liumeng
| FF | Galvanized Steel Fitting | Equal Tee |  | DN80 |  | SeAH |  | Psc | Grooved Equal Tee ,3'' | Liumeng
| FF | Galvanized Steel Fitting | Equal Tee |  | DN100 |  | SeAH |  | Psc | Grooved Equal Tee ,4'' | Liumeng
| FF | Galvanized Steel Fitting | Equal Tee |  | DN125 |  | SeAH |  | Psc | Grooved Equal Tee ,5'' | Liumeng
| FF | Galvanized Steel Fitting | Equal Tee |  | DN150 |  | SeAH |  | Psc | Grooved Equal Tee ,6'' | Liumeng
| FF | Galvanized Steel Fitting | Equal Tee |  | DN200 |  | SeAH |  | Psc | Grooved Equal Tee ,8'' | Liumeng
0
| FF | Galvanized Steel Fitting | Unequal Tee |  | DN50x25 |  | SeAH |  | Psc | Grooved Unequal Tee ,2''x1'' | Liumeng
| FF | Galvanized Steel Fitting | Unequal Tee |  | DN50x40 |  | SeAH |  | Psc | Grooved Unequal Tee ,2''x1-1/2'' | Liumeng
| FF | Galvanized Steel Fitting | Unequal Tee |  | DN65x32 |  | SeAH |  | Psc | Grooved Unequal Tee ,2-1/2''x1-1/4'' | Liumeng
| FF | Galvanized Steel Fitting | Unequal Tee |  | DN65x40 |  | SeAH |  | Psc | Grooved Unequal Tee ,2-1/2''x1-1/2'' | Liumeng
| FF | Galvanized Steel Fitting | Unequal Tee |  | DN65x50 |  | SeAH |  | Psc | Grooved Unequal Tee ,2-1/2''x2'' | Liumeng
| FF | Galvanized Steel Fitting | Unequal Tee |  | DN80x32 |  | SeAH |  | Psc | Grooved Unequal Tee ,3''x1-1/4'' | Liumeng
| FF | Galvanized Steel Fitting | Unequal Tee |  | DN80x40 |  | SeAH |  | Psc | Grooved Unequal Tee ,3''x1-1/2'' | Liumeng
| FF | Galvanized Steel Fitting | Unequal Tee |  | DN80x50 |  | SeAH |  | Psc | Grooved Unequal Tee ,3''x2'' | Liumeng
| FF | Galvanized Steel Fitting | Unequal Tee |  | DN80x65 |  | SeAH |  | Psc | Grooved Unequal Tee ,3''x2-1/2'' | Liumeng
| FF | Galvanized Steel Fitting | Unequal Tee |  | DN100x50 |  | SeAH |  | Psc | Grooved Unequal Tee ,4''x2'' | Liumeng
| FF | Galvanized Steel Fitting | Unequal Tee |  | DN100x65 |  | SeAH |  | Psc | Grooved Unequal Tee ,4''x2-1/2'' | Liumeng
| FF | Galvanized Steel Fitting | Unequal Tee |  | DN100x80 |  | SeAH |  | Psc | Grooved Unequal Tee ,4''x3'' | Liumeng
| FF | Galvanized Steel Fitting | Unequal Tee |  | DN150x50 |  | SeAH |  | Psc | Grooved Unequal Tee ,6''x2'' | Liumeng
| FF | Galvanized Steel Fitting | Unequal Tee |  | DN150x65 |  | SeAH |  | Psc | Grooved Unequal Tee ,6''x2-1/2'' | Liumeng
| FF | Galvanized Steel Fitting | Unequal Tee |  | DN150x80 |  | SeAH |  | Psc | Grooved Unequal Tee ,6''x3'' | Liumeng
| FF | Galvanized Steel Fitting | Unequal Tee |  | DN150x100 |  | SeAH |  | Psc | Grooved Unequal Tee ,6''x4'' | Liumeng
| FF | Galvanized Steel Fitting | Unequal Tee |  | DN200x50 |  | SeAH |  | Psc | Grooved Unequal Tee ,8''x2'' | Liumeng
| FF | Galvanized Steel Fitting | Unequal Tee |  | DN200x65 |  | SeAH |  | Psc | Grooved Unequal Tee ,8''x2-1/2'' | Liumeng
| FF | Galvanized Steel Fitting | Unequal Tee |  | DN200x80 |  | SeAH |  | Psc | Grooved Unequal Tee ,8''x3'' | Liumeng
| FF | Galvanized Steel Fitting | Unequal Tee |  | DN200x100 |  | SeAH |  | Psc | Grooved Unequal Tee ,8''x4'' | Liumeng
| FF | Galvanized Steel Fitting | Unequal Tee |  | DN200x150 |  | SeAH |  | Psc | Grooved Unequal Tee ,8''x6'' | Liumeng
0
| FF | Galvanized Steel Fitting | Concentric Reducer |  | DN32x25 |  | SeAH |  | Psc | Grooved Concentric Reducer ,1-1/4x1'' | Liumeng
| FF | Galvanized Steel Fitting | Concentric Reducer |  | DN40x32 |  | SeAH |  | Psc | Grooved Concentric Reducer ,1-1/2x1-1/4'' | Liumeng
| FF | Galvanized Steel Fitting | Concentric Reducer |  | DN50x32 |  | SeAH |  | Psc | Grooved Concentric Reducer ,2''x1-1/4'' | Liumeng
| FF | Galvanized Steel Fitting | Concentric Reducer |  | DN50x40 |  | SeAH |  | Psc | Grooved Concentric Reducer ,2''x1-1/2'' | Liumeng
| FF | Galvanized Steel Fitting | Concentric Reducer |  | DN65x40 |  | SeAH |  | Psc | Grooved Concentric Reducer ,2-1/2x1-1/2'' | Liumeng
| FF | Galvanized Steel Fitting | Concentric Reducer |  | DN65x50 |  | SeAH |  | Psc | Grooved Concentric Reducer ,2-1/2x2'' | Liumeng
| FF | Galvanized Steel Fitting | Concentric Reducer |  | DN80x25 |  | SeAH |  | Psc | Grooved Concentric Reducer ,3''x1'' | Liumeng
| FF | Galvanized Steel Fitting | Concentric Reducer |  | DN80x40 |  | SeAH |  | Psc | Grooved Concentric Reducer ,3''x1-1/2'' | Liumeng
| FF | Galvanized Steel Fitting | Concentric Reducer |  | DN80x50 |  | SeAH |  | Psc | Grooved Concentric Reducer ,3''x2'' | Liumeng
| FF | Galvanized Steel Fitting | Concentric Reducer |  | DN80x65 |  | SeAH |  | Psc | Grooved Concentric Reducer ,3''x2-1/2'' | Liumeng
| FF | Galvanized Steel Fitting | Concentric Reducer |  | DN100x32 |  | SeAH |  | Psc | Grooved Concentric Reducer ,4''x1-1/4'' | Liumeng
| FF | Galvanized Steel Fitting | Concentric Reducer |  | DN100x40 |  | SeAH |  | Psc | Grooved Concentric Reducer ,4''x1-1/2'' | Liumeng
| FF | Galvanized Steel Fitting | Concentric Reducer |  | DN100x50 |  | SeAH |  | Psc | Grooved Concentric Reducer ,4''x2'' | Liumeng
| FF | Galvanized Steel Fitting | Concentric Reducer |  | DN100x65 |  | SeAH |  | Psc | Grooved Concentric Reducer ,4''x2-1/2'' | Liumeng
| FF | Galvanized Steel Fitting | Concentric Reducer |  | DN100x80 |  | SeAH |  | Psc | Grooved Concentric Reducer ,4''x3'' | Liumeng
| FF | Galvanized Steel Fitting | Concentric Reducer |  | DN125x65 |  | SeAH |  | Psc | Grooved Concentric Reducer ,5''x2-1/2'' | Liumeng
| FF | Galvanized Steel Fitting | Concentric Reducer |  | DN125x100 |  | SeAH |  | Psc | Grooved Concentric Reducer ,5''x4'' | Liumeng
| FF | Galvanized Steel Fitting | Concentric Reducer |  | DN150x65 |  | SeAH |  | Psc | Grooved Concentric Reducer ,6''x2-1/2'' | Liumeng
| FF | Galvanized Steel Fitting | Concentric Reducer |  | DN150x80 |  | SeAH |  | Psc | Grooved Concentric Reducer ,6''x3'' | Liumeng
| FF | Galvanized Steel Fitting | Concentric Reducer |  | DN150x100 |  | SeAH |  | Psc | Grooved Concentric Reducer ,6''x4'' | Liumeng
| FF | Galvanized Steel Fitting | Concentric Reducer |  | DN200x100 |  | SeAH |  | Psc | Grooved Concentric Reducer ,8''x4'' | Liumeng
| FF | Galvanized Steel Fitting | Concentric Reducer |  | DN200x150 |  | SeAH |  | Psc | Grooved Concentric Reducer ,8''x6'' | Liumeng
0
| FF | Galvanized Steel Fitting | Reducer with Female Threaded Outlet |  | DN50x25 |  | SeAH |  | Psc | Grooved Reducer with Female Threaded Outlet,2''x1'' | Liumeng
| FF | Galvanized Steel Fitting | Reducer with Female Threaded Outlet |  | DN50x32 |  | SeAH |  | Psc | Grooved Reducer with Female Threaded Outlet,2''x1-1/4'' | Liumeng
| FF | Galvanized Steel Fitting | Reducer with Female Threaded Outlet |  | DN50x40 |  | SeAH |  | Psc | Grooved Reducer with Female Threaded Outlet,2''x1-1/2'' | Liumeng
| FF | Galvanized Steel Fitting | Reducer with Female Threaded Outlet |  | DN65x25 |  | SeAH |  | Psc | Grooved Reducer with Female Threaded Outlet,2-1/2''x1'' | Liumeng
| FF | Galvanized Steel Fitting | Reducer with Female Threaded Outlet |  | DN65x40 |  | SeAH |  | Psc | Grooved Reducer with Female Threaded Outlet,2-1/2''x1-1/2'' | Liumeng
| FF | Galvanized Steel Fitting | Reducer with Female Threaded Outlet |  | DN65x50 |  | SeAH |  | Psc | Grooved Reducer with Female Threaded Outlet,2-1/2''x2'' | Liumeng
| FF | Galvanized Steel Fitting | Reducer with Female Threaded Outlet |  | DN80x40 |  | SeAH |  | Psc | Grooved Reducer with Female Threaded Outlet,3''x1-1/2'' | Liumeng
| FF | Galvanized Steel Fitting | Reducer with Female Threaded Outlet |  | DN80x65 |  | SeAH |  | Psc | Grooved Reducer with Female Threaded Outlet,3''x2-1/2'' | Liumeng
| FF | Galvanized Steel Fitting | Reducer with Female Threaded Outlet |  | DN100x32 |  | SeAH |  | Psc | Grooved Reducer with Female Threaded Outlet,4''x1-1/4'' | Liumeng
| FF | Galvanized Steel Fitting | Reducer with Female Threaded Outlet |  | DN100x40 |  | SeAH |  | Psc | Grooved Reducer with Female Threaded Outlet,4''x1-1/2'' | Liumeng
| FF | Galvanized Steel Fitting | Reducer with Female Threaded Outlet |  | DN100x50 |  | SeAH |  | Psc | Grooved Reducer with Female Threaded Outlet,4''x2'' | Liumeng
0
| FF | Galvanized Steel Fitting | Mechanical Tee Threaded Outlet |  | DN50x25 |  | SeAH |  | Psc | Mechanical Tee Threaded Outlet 2''x1'' | Liumeng
| FF | Galvanized Steel Fitting | Mechanical Tee Threaded Outlet |  | DN50x32 |  | SeAH |  | Psc | Mechanical Tee Threaded Outlet 2''x1-1/4'' | Liumeng
| FF | Galvanized Steel Fitting | Mechanical Tee Threaded Outlet |  | DN50x40 |  | SeAH |  | Psc | Mechanical Tee Threaded Outlet 2''x1-1/2'' | Liumeng
| FF | Galvanized Steel Fitting | Mechanical Tee Threaded Outlet |  | DN65x25 |  | SeAH |  | Psc | Mechanical Tee Threaded Outlet 2-1/2''x1'' | Liumeng
| FF | Galvanized Steel Fitting | Mechanical Tee Threaded Outlet |  | DN65x32 |  | SeAH |  | Psc | Mechanical Tee Threaded Outlet 2-1/2''x1-1/4'' | Liumeng
| FF | Galvanized Steel Fitting | Mechanical Tee Threaded Outlet |  | DN65x40 |  | SeAH |  | Psc | Mechanical Tee Threaded Outlet 2-1/2''x1-1/2'' | Liumeng
| FF | Galvanized Steel Fitting | Mechanical Tee Threaded Outlet |  | DN80x25 |  | SeAH |  | Psc | Mechanical Tee Threaded Outlet 3''x1'' | Liumeng
| FF | Galvanized Steel Fitting | Mechanical Tee Threaded Outlet |  | DN80x32 |  | SeAH |  | Psc | Mechanical Tee Threaded Outlet 3''x1-1/4'' | Liumeng
| FF | Galvanized Steel Fitting | Mechanical Tee Threaded Outlet |  | DN80x40 |  | SeAH |  | Psc | Mechanical Tee Threaded Outlet 3''x1-1/2'' | Liumeng
| FF | Galvanized Steel Fitting | Mechanical Tee Threaded Outlet |  | DN80x50 |  | SeAH |  | Psc | Mechanical Tee Threaded Outlet 3''x2'' | Liumeng
| FF | Galvanized Steel Fitting | Mechanical Tee Threaded Outlet |  | DN100x25 |  | SeAH |  | Psc | Mechanical Tee Threaded Outlet 4''x1'' | Liumeng
| FF | Galvanized Steel Fitting | Mechanical Tee Threaded Outlet |  | DN100x32 |  | SeAH |  | Psc | Mechanical Tee Threaded Outlet 4''x1-1/4'' | Liumeng
| FF | Galvanized Steel Fitting | Mechanical Tee Threaded Outlet |  | DN100x40 |  | SeAH |  | Psc | Mechanical Tee Threaded Outlet 4''x1-1/2'' | Liumeng
| FF | Galvanized Steel Fitting | Mechanical Tee Threaded Outlet |  | DN100x50 |  | SeAH |  | Psc | Mechanical Tee Threaded Outlet 4''x2'' | Liumeng
| FF | Galvanized Steel Fitting | Mechanical Tee Threaded Outlet |  | DN100x65 |  | SeAH |  | Psc | Mechanical Tee Threaded Outlet 4''x2-1/2'' | Liumeng
| FF | Galvanized Steel Fitting | Mechanical Tee Threaded Outlet |  | DN150x50 |  | SeAH |  | Psc | Mechanical Tee Threaded Outlet 6''x2'' | Liumeng
| FF | Galvanized Steel Fitting | Mechanical Tee Threaded Outlet |  | DN150x65 |  | SeAH |  | Psc | Mechanical Tee Threaded Outlet 6''x2-1/2'' | Liumeng
| FF | Galvanized Steel Fitting | Mechanical Tee Threaded Outlet |  | DN150x80 |  | SeAH |  | Psc | Mechanical Tee Threaded Outlet 6''x3'' | Liumeng
| FF | Galvanized Steel Fitting | Mechanical Tee Threaded Outlet |  | DN150x100 |  | SeAH |  | Psc | Mechanical Tee Threaded Outlet 6''x4'' | Liumeng
| FF | Black Steel Pipe |  |  | DN20 |  | SeAH |  | m | Black Steel Pipe, ASTM A53-2001, SCH40-DN20mm(3/4'')(6M/Length) | Youfar
| FF | Black Steel Pipe |  |  | DN25 |  | SeAH |  | m | Black Steel Pipe, ASTM A53-2001, SCH40-DN25mm(1'')(6M/Length) | Youfar
| FF | Black Steel Pipe |  |  | DN32 |  | SeAH |  | m | Black Steel Pipe, ASTM A53-2001, SCH40-DN32mm(1-1/4'')(6M/Length) | Youfar
| FF | Black Steel Pipe |  |  | DN40 |  | SeAH |  | m | Black Steel Pipe, ASTM A53-2001, SCH40-DN40mm(1-1/2'')(6M/Length) | Youfar
| FF | Black Steel Pipe |  |  | DN50 |  | SeAH |  | m | Black Steel Pipe, ASTM A53-2001, SCH40-DN50mm(2'')(6M/Length) | Youfar
| FF | Black Steel Pipe |  |  | DN65 |  | SeAH |  | m | Black Steel Pipe, ASTM A53-2001, SCH40-DN65mm(2-1/2'')(6M/Length) | Youfar
| FF | Black Steel Pipe |  |  | DN80 |  | SeAH |  | m | Black Steel Pipe, ASTM A53-2001, SCH40-DN80mm(3'')(6M/Length) | Youfar
| FF | Black Steel Pipe |  |  | DN100 |  | SeAH |  | m | Black Steel Pipe, ASTM A53-2001, SCH40-DN100mm(4'')(6M/Length) | Youfar
| FF | Black Steel Pipe |  |  | DN125 |  | SeAH |  | m | Black Steel Pipe, ASTM A53-2001, SCH40-DN125mm(5'')(6M/Length) | Youfar
| FF | Black Steel Pipe |  |  | DN150 |  | SeAH |  | m | Black Steel Pipe, ASTM A53-2001, SCH40-DN150mm(6'')(6M/Length) | Youfar
| FF | Black Steel Pipe |  |  | DN200 |  | SeAH |  | m | Black Steel Pipe, ASTM A53-2001, SCH40-DN200mm(8'')(6M/Length) | Youfar
| FF | Black Steel Pipe |  | Class Medium | DN20 |  | SeAH |  | m | Black Steel Pipe, BS1387 Class Medium-DN20mm(3/4'')(6M/Length) | Youfar
| FF | Black Steel Pipe |  | Class Medium | DN25 |  | SeAH |  | m | Black Steel Pipe, BS1387 Class Medium-DN25mm(1'')(6M/Length) | Youfar
| FF | Black Steel Pipe |  | Class Medium | DN32 |  | SeAH |  | m | Black Steel Pipe, BS1387 Class Medium-DN32mm(1-1/4'')(6M/Length) | Youfar
| FF | Black Steel Pipe |  | Class Medium | DN40 |  | SeAH |  | m | Black Steel Pipe, BS1387 Class Medium-DN40mm(1-1/2'')(6M/Length) | Youfar
| FF | Black Steel Pipe |  | Class Medium | DN50 |  | SeAH |  | m | Black Steel Pipe, BS1387 Class Medium-DN50mm(2'')(6M/Length) | Youfar
| FF | Black Steel Pipe |  | Class Medium | DN65 |  | SeAH |  | m | Black Steel Pipe, BS1387 Class Medium-DN65mm(2-1/2'')(6M/Length) | Youfar
| FF | Black Steel Pipe |  | Class Medium | DN80 |  | SeAH |  | m | Black Steel Pipe, BS1387 Class Medium-DN80mm(3'')(6M/Length) | Youfar
| FF | Black Steel Pipe |  | Class Medium | DN100 |  | SeAH |  | m | Black Steel Pipe, BS1387 Class Medium-DN100mm(4'')(6M/Length) | Youfar
| FF | Black Steel Pipe |  | Class Medium | DN125 |  | SeAH |  | m | Black Steel Pipe, BS1387 Class Medium-DN125mm(5'')(6M/Length) | Youfar
| FF | Black Steel Pipe |  | Class Medium | DN150 |  | SeAH |  | m | Black Steel Pipe, BS1387 Class Medium-DN150mm(6'')(6M/Length) | Youfar
0
| FF | Black Steel Fitting | Coupling |  | DN25 |  | SeAH |  | Psc | Rigid Coupling ,1'' | Youfar
| FF | Black Steel Fitting | Coupling |  | DN32 |  | SeAH |  | Psc | Rigid Coupling ,1-1/4'' | Youfar
| FF | Black Steel Fitting | Coupling |  | DN40 |  | SeAH |  | Psc | Rigid Coupling ,1-1/2'' | Youfar
| FF | Black Steel Fitting | Coupling |  | DN50 |  | SeAH |  | Psc | Rigid Coupling ,2'' | Youfar
| FF | Black Steel Fitting | Coupling |  | DN65 |  | SeAH |  | Psc | Rigid Coupling ,2-1/2'' | Youfar
| FF | Black Steel Fitting | Coupling |  | DN80 |  | SeAH |  | Psc | Rigid Coupling ,3'' | Youfar
| FF | Black Steel Fitting | Coupling |  | DN100 |  | SeAH |  | Psc | Rigid Coupling ,4'' | Youfar
| FF | Black Steel Fitting | Coupling |  | DN125 |  | SeAH |  | Psc | Rigid Coupling ,5'' | Youfar
| FF | Black Steel Fitting | Coupling |  | DN150 |  | SeAH |  | Psc | Rigid Coupling ,6'' | Youfar
| FF | Black Steel Fitting | Coupling |  | DN200 |  | SeAH |  | Psc | Rigid Coupling ,8'' | Youfar
0
| FF | Black Steel Fitting | Elbow 90° |  | DN25 |  | SeAH |  | Psc | Grooved Elbow 90° ,1'' | Youfar
| FF | Black Steel Fitting | Elbow 90° |  | DN32 |  | SeAH |  | Psc | Grooved Elbow 90° ,1-1/4'' | Youfar
| FF | Black Steel Fitting | Elbow 90° |  | DN40 |  | SeAH |  | Psc | Grooved Elbow 90° ,1-1/2'' | Youfar
| FF | Black Steel Fitting | Elbow 90° |  | DN50 |  | SeAH |  | Psc | Grooved Elbow 90° ,2'' | Youfar
| FF | Black Steel Fitting | Elbow 90° |  | DN65 |  | SeAH |  | Psc | Grooved Elbow 90° ,2-1/2'' | Youfar
| FF | Black Steel Fitting | Elbow 90° |  | DN80 |  | SeAH |  | Psc | Grooved Elbow 90° ,3'' | Youfar
| FF | Black Steel Fitting | Elbow 90° |  | DN100 |  | SeAH |  | Psc | Grooved Elbow 90° ,4'' | Youfar
| FF | Black Steel Fitting | Elbow 90° |  | DN125 |  | SeAH |  | Psc | Grooved Elbow 90° ,5'' | Youfar
| FF | Black Steel Fitting | Elbow 90° |  | DN150 |  | SeAH |  | Psc | Grooved Elbow 90° ,6'' | Youfar
| FF | Black Steel Fitting | Elbow 90° |  | DN200 |  | SeAH |  | Psc | Grooved Elbow 90° ,8'' | Youfar
0
| FF | Black Steel Fitting | Elbow 45° |  | DN25 |  | SeAH |  | Psc | Grooved Elbow 45° ,1'' | Youfar
| FF | Black Steel Fitting | Elbow 45° |  | DN32 |  | SeAH |  | Psc | Grooved Elbow 45° ,1-1/4'' | Youfar
| FF | Black Steel Fitting | Elbow 45° |  | DN40 |  | SeAH |  | Psc | Grooved Elbow 45° ,1-1/2'' | Youfar
| FF | Black Steel Fitting | Elbow 45° |  | DN50 |  | SeAH |  | Psc | Grooved Elbow 45° ,2'' | Youfar
| FF | Black Steel Fitting | Elbow 45° |  | DN65 |  | SeAH |  | Psc | Grooved Elbow 45° ,2-1/2'' | Youfar
| FF | Black Steel Fitting | Elbow 45° |  | DN80 |  | SeAH |  | Psc | Grooved Elbow 45° ,3'' | Youfar
| FF | Black Steel Fitting | Elbow 45° |  | DN100 |  | SeAH |  | Psc | Grooved Elbow 45° ,4'' | Youfar
| FF | Black Steel Fitting | Elbow 45° |  | DN125 |  | SeAH |  | Psc | Grooved Elbow 45° ,5'' | Youfar
| FF | Black Steel Fitting | Elbow 45° |  | DN150 |  | SeAH |  | Psc | Grooved Elbow 45° ,6'' | Youfar
| FF | Black Steel Fitting | Elbow 45° |  | DN200 |  | SeAH |  | Psc | Grooved Elbow 45° ,8'' | Youfar
0
| FF | Black Steel Fitting | Equal Tee |  | DN25 |  | SeAH |  | Psc | Grooved Equal Tee ,1'' | Youfar
| FF | Black Steel Fitting | Equal Tee |  | DN32 |  | SeAH |  | Psc | Grooved Equal Tee ,1-1/4'' | Youfar
| FF | Black Steel Fitting | Equal Tee |  | DN40 |  | SeAH |  | Psc | Grooved Equal Tee ,1-1/2'' | Youfar
| FF | Black Steel Fitting | Equal Tee |  | DN50 |  | SeAH |  | Psc | Grooved Equal Tee ,2'' | Youfar
| FF | Black Steel Fitting | Equal Tee |  | DN65 |  | SeAH |  | Psc | Grooved Equal Tee ,2-1/2'' | Youfar
| FF | Black Steel Fitting | Equal Tee |  | DN80 |  | SeAH |  | Psc | Grooved Equal Tee ,3'' | Youfar
| FF | Black Steel Fitting | Equal Tee |  | DN100 |  | SeAH |  | Psc | Grooved Equal Tee ,4'' | Youfar
| FF | Black Steel Fitting | Equal Tee |  | DN125 |  | SeAH |  | Psc | Grooved Equal Tee ,5'' | Youfar
| FF | Black Steel Fitting | Equal Tee |  | DN150 |  | SeAH |  | Psc | Grooved Equal Tee ,6'' | Youfar
| FF | Black Steel Fitting | Equal Tee |  | DN200 |  | SeAH |  | Psc | Grooved Equal Tee ,8'' | Youfar
0
| FF | Black Steel Fitting | Unequal Tee |  | DN50x25 |  | SeAH |  | Psc | Grooved Unequal Tee ,2''x1'' | Youfar
| FF | Black Steel Fitting | Unequal Tee |  | DN50x40 |  | SeAH |  | Psc | Grooved Unequal Tee ,2''x1-1/2'' | Youfar
| FF | Black Steel Fitting | Unequal Tee |  | DN65x32 |  | SeAH |  | Psc | Grooved Unequal Tee ,2-1/2''x1-1/4'' | Youfar
| FF | Black Steel Fitting | Unequal Tee |  | DN65x40 |  | SeAH |  | Psc | Grooved Unequal Tee ,2-1/2''x1-1/2'' | Youfar
| FF | Black Steel Fitting | Unequal Tee |  | DN65x50 |  | SeAH |  | Psc | Grooved Unequal Tee ,2-1/2''x2'' | Youfar
| FF | Black Steel Fitting | Unequal Tee |  | DN80x32 |  | SeAH |  | Psc | Grooved Unequal Tee ,3''x1-1/4'' | Youfar
| FF | Black Steel Fitting | Unequal Tee |  | DN80x40 |  | SeAH |  | Psc | Grooved Unequal Tee ,3''x1-1/2'' | Youfar
| FF | Black Steel Fitting | Unequal Tee |  | DN80x50 |  | SeAH |  | Psc | Grooved Unequal Tee ,3''x2'' | Youfar
| FF | Black Steel Fitting | Unequal Tee |  | DN80x65 |  | SeAH |  | Psc | Grooved Unequal Tee ,3''x2-1/2'' | Youfar
| FF | Black Steel Fitting | Unequal Tee |  | DN100x50 |  | SeAH |  | Psc | Grooved Unequal Tee ,4''x2'' | Youfar
| FF | Black Steel Fitting | Unequal Tee |  | DN100x65 |  | SeAH |  | Psc | Grooved Unequal Tee ,4''x2-1/2'' | Youfar
| FF | Black Steel Fitting | Unequal Tee |  | DN100x80 |  | SeAH |  | Psc | Grooved Unequal Tee ,4''x3'' | Youfar
| FF | Black Steel Fitting | Unequal Tee |  | DN150x50 |  | SeAH |  | Psc | Grooved Unequal Tee ,6''x2'' | Youfar
| FF | Black Steel Fitting | Unequal Tee |  | DN150x65 |  | SeAH |  | Psc | Grooved Unequal Tee ,6''x2-1/2'' | Youfar
| FF | Black Steel Fitting | Unequal Tee |  | DN150x80 |  | SeAH |  | Psc | Grooved Unequal Tee ,6''x3'' | Youfar
| FF | Black Steel Fitting | Unequal Tee |  | DN150x100 |  | SeAH |  | Psc | Grooved Unequal Tee ,6''x4'' | Youfar
| FF | Black Steel Fitting | Unequal Tee |  | DN200x50 |  | SeAH |  | Psc | Grooved Unequal Tee ,8''x2'' | Youfar
| FF | Black Steel Fitting | Unequal Tee |  | DN200x65 |  | SeAH |  | Psc | Grooved Unequal Tee ,8''x2-1/2'' | Youfar
| FF | Black Steel Fitting | Unequal Tee |  | DN200x80 |  | SeAH |  | Psc | Grooved Unequal Tee ,8''x3'' | Youfar
| FF | Black Steel Fitting | Unequal Tee |  | DN200x100 |  | SeAH |  | Psc | Grooved Unequal Tee ,8''x4'' | Youfar
| FF | Black Steel Fitting | Unequal Tee |  | DN200x150 |  | SeAH |  | Psc | Grooved Unequal Tee ,8''x6'' | Youfar
0
| FF | Black Steel Fitting | Concentric Reducer |  | DN32x25 |  | SeAH |  | Psc | Grooved Concentric Reducer ,1-1/4x1'' | Youfar
| FF | Black Steel Fitting | Concentric Reducer |  | DN40x32 |  | SeAH |  | Psc | Grooved Concentric Reducer ,1-1/2x1-1/4'' | Youfar
| FF | Black Steel Fitting | Concentric Reducer |  | DN50x32 |  | SeAH |  | Psc | Grooved Concentric Reducer ,2''x1-1/4'' | Youfar
| FF | Black Steel Fitting | Concentric Reducer |  | DN50x40 |  | SeAH |  | Psc | Grooved Concentric Reducer ,2''x1-1/2'' | Youfar
| FF | Black Steel Fitting | Concentric Reducer |  | DN65x40 |  | SeAH |  | Psc | Grooved Concentric Reducer ,2-1/2x1-1/2'' | Youfar
| FF | Black Steel Fitting | Concentric Reducer |  | DN65x50 |  | SeAH |  | Psc | Grooved Concentric Reducer ,2-1/2x2'' | Youfar
| FF | Black Steel Fitting | Concentric Reducer |  | DN80x25 |  | SeAH |  | Psc | Grooved Concentric Reducer ,3''x1'' | Youfar
| FF | Black Steel Fitting | Concentric Reducer |  | DN80x40 |  | SeAH |  | Psc | Grooved Concentric Reducer ,3''x1-1/2'' | Youfar
| FF | Black Steel Fitting | Concentric Reducer |  | DN80x50 |  | SeAH |  | Psc | Grooved Concentric Reducer ,3''x2'' | Youfar
| FF | Black Steel Fitting | Concentric Reducer |  | DN80x65 |  | SeAH |  | Psc | Grooved Concentric Reducer ,3''x2-1/2'' | Youfar
| FF | Black Steel Fitting | Concentric Reducer |  | DN100x32 |  | SeAH |  | Psc | Grooved Concentric Reducer ,4''x1-1/4'' | Youfar
| FF | Black Steel Fitting | Concentric Reducer |  | DN100x40 |  | SeAH |  | Psc | Grooved Concentric Reducer ,4''x1-1/2'' | Youfar
| FF | Black Steel Fitting | Concentric Reducer |  | DN100x50 |  | SeAH |  | Psc | Grooved Concentric Reducer ,4''x2'' | Youfar
| FF | Black Steel Fitting | Concentric Reducer |  | DN100x65 |  | SeAH |  | Psc | Grooved Concentric Reducer ,4''x2-1/2'' | Youfar
| FF | Black Steel Fitting | Concentric Reducer |  | DN100x80 |  | SeAH |  | Psc | Grooved Concentric Reducer ,4''x3'' | Youfar
| FF | Black Steel Fitting | Concentric Reducer |  | DN125x65 |  | SeAH |  | Psc | Grooved Concentric Reducer ,5''x2-1/2'' | Youfar
| FF | Black Steel Fitting | Concentric Reducer |  | DN125x100 |  | SeAH |  | Psc | Grooved Concentric Reducer ,5''x4'' | Youfar
| FF | Black Steel Fitting | Concentric Reducer |  | DN150x65 |  | SeAH |  | Psc | Grooved Concentric Reducer ,6''x2-1/2'' | Youfar
| FF | Black Steel Fitting | Concentric Reducer |  | DN150x80 |  | SeAH |  | Psc | Grooved Concentric Reducer ,6''x3'' | Youfar
| FF | Black Steel Fitting | Concentric Reducer |  | DN150x100 |  | SeAH |  | Psc | Grooved Concentric Reducer ,6''x4'' | Youfar
| FF | Black Steel Fitting | Concentric Reducer |  | DN200x100 |  | SeAH |  | Psc | Grooved Concentric Reducer ,8''x4'' | Youfar
| FF | Black Steel Fitting | Concentric Reducer |  | DN200x150 |  | SeAH |  | Psc | Grooved Concentric Reducer ,8''x6'' | Youfar
0
| FF | Black Steel Fitting | Reducer with Female Threaded Outlet |  | DN50x25 |  | SeAH |  | Psc | Grooved Reducer with Female Threaded Outlet,2''x1'' | Youfar
| FF | Black Steel Fitting | Reducer with Female Threaded Outlet |  | DN50x32 |  | SeAH |  | Psc | Grooved Reducer with Female Threaded Outlet,2''x1-1/4'' | Youfar
| FF | Black Steel Fitting | Reducer with Female Threaded Outlet |  | DN50x40 |  | SeAH |  | Psc | Grooved Reducer with Female Threaded Outlet,2''x1-1/2'' | Youfar
| FF | Black Steel Fitting | Reducer with Female Threaded Outlet |  | DN65x25 |  | SeAH |  | Psc | Grooved Reducer with Female Threaded Outlet,2-1/2''x1'' | Youfar
| FF | Black Steel Fitting | Reducer with Female Threaded Outlet |  | DN65x40 |  | SeAH |  | Psc | Grooved Reducer with Female Threaded Outlet,2-1/2''x1-1/2'' | Youfar
| FF | Black Steel Fitting | Reducer with Female Threaded Outlet |  | DN65x50 |  | SeAH |  | Psc | Grooved Reducer with Female Threaded Outlet,2-1/2''x2'' | Youfar
| FF | Black Steel Fitting | Reducer with Female Threaded Outlet |  | DN80x40 |  | SeAH |  | Psc | Grooved Reducer with Female Threaded Outlet,3''x1-1/2'' | Youfar
| FF | Black Steel Fitting | Reducer with Female Threaded Outlet |  | DN80x65 |  | SeAH |  | Psc | Grooved Reducer with Female Threaded Outlet,3''x2-1/2'' | Youfar
| FF | Black Steel Fitting | Reducer with Female Threaded Outlet |  | DN100x32 |  | SeAH |  | Psc | Grooved Reducer with Female Threaded Outlet,4''x1-1/4'' | Youfar
| FF | Black Steel Fitting | Reducer with Female Threaded Outlet |  | DN100x40 |  | SeAH |  | Psc | Grooved Reducer with Female Threaded Outlet,4''x1-1/2'' | Youfar
| FF | Black Steel Fitting | Reducer with Female Threaded Outlet |  | DN100x50 |  | SeAH |  | Psc | Grooved Reducer with Female Threaded Outlet,4''x2'' | Youfar
0
| FF | Black Steel Fitting | Mechanical Tee Threaded Outlet |  | DN50x25 |  | SeAH |  | Psc | Mechanical Tee Threaded Outlet 2''x1'' | Youfar
| FF | Black Steel Fitting | Mechanical Tee Threaded Outlet |  | DN50x32 |  | SeAH |  | Psc | Mechanical Tee Threaded Outlet 2''x1-1/4'' | Youfar
| FF | Black Steel Fitting | Mechanical Tee Threaded Outlet |  | DN50x40 |  | SeAH |  | Psc | Mechanical Tee Threaded Outlet 2''x1-1/2'' | Youfar
| FF | Black Steel Fitting | Mechanical Tee Threaded Outlet |  | DN65x25 |  | SeAH |  | Psc | Mechanical Tee Threaded Outlet 2-1/2''x1'' | Youfar
| FF | Black Steel Fitting | Mechanical Tee Threaded Outlet |  | DN65x32 |  | SeAH |  | Psc | Mechanical Tee Threaded Outlet 2-1/2''x1-1/4'' | Youfar
| FF | Black Steel Fitting | Mechanical Tee Threaded Outlet |  | DN65x40 |  | SeAH |  | Psc | Mechanical Tee Threaded Outlet 2-1/2''x1-1/2'' | Youfar
| FF | Black Steel Fitting | Mechanical Tee Threaded Outlet |  | DN80x25 |  | SeAH |  | Psc | Mechanical Tee Threaded Outlet 3''x1'' | Youfar
| FF | Black Steel Fitting | Mechanical Tee Threaded Outlet |  | DN80x32 |  | SeAH |  | Psc | Mechanical Tee Threaded Outlet 3''x1-1/4'' | Youfar
| FF | Black Steel Fitting | Mechanical Tee Threaded Outlet |  | DN80x40 |  | SeAH |  | Psc | Mechanical Tee Threaded Outlet 3''x1-1/2'' | Youfar
| FF | Black Steel Fitting | Mechanical Tee Threaded Outlet |  | DN80x50 |  | SeAH |  | Psc | Mechanical Tee Threaded Outlet 3''x2'' | Youfar
| FF | Black Steel Fitting | Mechanical Tee Threaded Outlet |  | DN100x25 |  | SeAH |  | Psc | Mechanical Tee Threaded Outlet 4''x1'' | Youfar
| FF | Black Steel Fitting | Mechanical Tee Threaded Outlet |  | DN100x32 |  | SeAH |  | Psc | Mechanical Tee Threaded Outlet 4''x1-1/4'' | Youfar
| FF | Black Steel Fitting | Mechanical Tee Threaded Outlet |  | DN100x40 |  | SeAH |  | Psc | Mechanical Tee Threaded Outlet 4''x1-1/2'' | Youfar
| FF | Black Steel Fitting | Mechanical Tee Threaded Outlet |  | DN100x50 |  | SeAH |  | Psc | Mechanical Tee Threaded Outlet 4''x2'' | Youfar
| FF | Black Steel Fitting | Mechanical Tee Threaded Outlet |  | DN100x65 |  | SeAH |  | Psc | Mechanical Tee Threaded Outlet 4''x2-1/2'' | Youfar
| FF | Black Steel Fitting | Mechanical Tee Threaded Outlet |  | DN150x50 |  | SeAH |  | Psc | Mechanical Tee Threaded Outlet 6''x2'' | Youfar
| FF | Black Steel Fitting | Mechanical Tee Threaded Outlet |  | DN150x65 |  | SeAH |  | Psc | Mechanical Tee Threaded Outlet 6''x2-1/2'' | Youfar
| FF | Black Steel Fitting | Mechanical Tee Threaded Outlet |  | DN150x80 |  | SeAH |  | Psc | Mechanical Tee Threaded Outlet 6''x3'' | Youfar
| FF | Black Steel Fitting | Mechanical Tee Threaded Outlet |  | DN150x100 |  | SeAH |  | Psc | Mechanical Tee Threaded Outlet 6''x4'' | Youfar
0
| FF | Black Steel Fitting | End Cap |  | DN150 |  | SeAH |  | Psc | Grooved End Cap,6'' | Youfar
| FF | Black Steel Fitting | Elbow 90° |  | DN25 |  | SeAH |  | Psc | Welded Elbow 90° ,1'' | Youfar
| FF | Black Steel Fitting | Elbow 90° |  | DN32 |  | SeAH |  | Psc | Welded Elbow 90° ,1-1/4'' | Youfar
| FF | Black Steel Fitting | Elbow 90° |  | DN40 |  | SeAH |  | Psc | Welded Elbow 90° ,1-1/2'' | Youfar
| FF | Black Steel Fitting | Elbow 90° |  | DN50 |  | SeAH |  | Psc | Welded Elbow 90° ,2'' | Youfar
| FF | Black Steel Fitting | Elbow 90° |  | DN65 |  | SeAH |  | Psc | Welded Elbow 90° ,2-1/2'' | Youfar
| FF | Black Steel Fitting | Elbow 90° |  | DN80 |  | SeAH |  | Psc | Welded Elbow 90° ,3'' | Youfar
| FF | Black Steel Fitting | Elbow 90° |  | DN100 |  | SeAH |  | Psc | Welded Elbow 90° ,4'' | Youfar
| FF | Black Steel Fitting | Elbow 90° |  | DN125 |  | SeAH |  | Psc | Welded Elbow 90° ,5'' | Youfar
| FF | Black Steel Fitting | Elbow 90° |  | DN150 |  | SeAH |  | Psc | Welded Elbow 90° ,6'' | Youfar
| FF | Black Steel Fitting | Elbow 90° |  | DN200 |  | SeAH |  | Psc | Welded Elbow 90° ,8'' | Youfar
| FF | Black Steel Fitting | Elbow 45° |  | DN25 |  | SeAH |  | Psc | Welded Elbow 45° ,1'' | Youfar
| FF | Black Steel Fitting | Elbow 45° |  | DN32 |  | SeAH |  | Psc | Welded Elbow 45° ,1-1/4'' | Youfar
| FF | Black Steel Fitting | Elbow 45° |  | DN40 |  | SeAH |  | Psc | Welded Elbow 45° ,1-1/2'' | Youfar
| FF | Black Steel Fitting | Elbow 45° |  | DN50 |  | SeAH |  | Psc | Welded Elbow 45° ,2'' | Youfar
| FF | Black Steel Fitting | Elbow 45° |  | DN65 |  | SeAH |  | Psc | Welded Elbow 45° ,2-1/2'' | Youfar
| FF | Black Steel Fitting | Elbow 45° |  | DN80 |  | SeAH |  | Psc | Welded Elbow 45° ,3'' | Youfar
| FF | Black Steel Fitting | Elbow 45° |  | DN100 |  | SeAH |  | Psc | Welded Elbow 45° ,4'' | Youfar
| FF | Black Steel Fitting | Elbow 45° |  | DN125 |  | SeAH |  | Psc | Welded Elbow 45° ,5'' | Youfar
| FF | Black Steel Fitting | Elbow 45° |  | DN150 |  | SeAH |  | Psc | Welded Elbow 45° ,6'' | Youfar
| FF | Black Steel Fitting | Elbow 45° |  | DN200 |  | SeAH |  | Psc | Welded Elbow 45° ,8'' | Youfar
| FF | Black Steel Fitting | Reducer |  | DN25x15 |  | SeAH |  | Psc | Welded Reducer ,1''x1/2'' | Youfar
| FF | Black Steel Fitting | Reducer |  | DN25x20 |  | SeAH |  | Psc | Welded Reducer ,1''x3/4'' | Youfar
| FF | Black Steel Fitting | Reducer |  | DN32x25 |  | SeAH |  | Psc | Welded Reducer ,1-1/4''x1'' | Youfar
| FF | Black Steel Fitting | Reducer |  | DN40x25 |  | SeAH |  | Psc | Welded Reducer ,1-1/2''x1'' | Youfar
| FF | Black Steel Fitting | Reducer |  | DN40x32 |  | SeAH |  | Psc | Welded Reducer ,1-1/2''x1-1/4'' | Youfar
| FF | Black Steel Fitting | Reducer |  | DN50x25 |  | SeAH |  | Psc | Welded Reducer ,2''x1'' | Youfar
| FF | Black Steel Fitting | Reducer |  | DN50x32 |  | SeAH |  | Psc | Welded Reducer ,2''x1-1/4'' | Youfar
| FF | Black Steel Fitting | Reducer |  | DN50x40 |  | SeAH |  | Psc | Welded Reducer ,2''x1-1/2'' | Youfar
| FF | Black Steel Fitting | Reducer |  | DN65x25 |  | SeAH |  | Psc | Welded Reducer ,2-1/2''x1'' | Youfar
| FF | Black Steel Fitting | Reducer |  | DN65x32 |  | SeAH |  | Psc | Welded Reducer ,2-1/2''x1-1/4'' | Youfar
| FF | Black Steel Fitting | Reducer |  | DN65x40 |  | SeAH |  | Psc | Welded Reducer ,2-1/2''x1-1/2'' | Youfar
| FF | Black Steel Fitting | Reducer |  | DN65x50 |  | SeAH |  | Psc | Welded Reducer ,2-1/2''x2'' | Youfar
| FF | Black Steel Fitting | Reducer |  | DN80x40 |  | SeAH |  | Psc | Welded Reducer ,3''x1-1/2'' | Youfar
| FF | Black Steel Fitting | Reducer |  | DN80x50 |  | SeAH |  | Psc | Welded Reducer ,3''x2'' | Youfar
| FF | Black Steel Fitting | Reducer |  | DN80x65 |  | SeAH |  | Psc | Welded Reducer ,3''x2-1/2'' | Youfar
| FF | Black Steel Fitting | Reducer |  | DN100x65 |  | SeAH |  | Psc | Welded Reducer ,4''x2-1/2'' | Youfar
| FF | Black Steel Fitting | Reducer |  | DN100x80 |  | SeAH |  | Psc | Welded Reducer ,4''x3'' | Youfar
| FF | Black Steel Fitting | Reducer |  | DN150x80 |  | SeAH |  | Psc | Welded Reducer ,6''x3'' | Youfar
| FF | Black Steel Fitting | Reducer |  | DN150x100 |  | SeAH |  | Psc | Welded Reducer ,6''x4'' | Youfar
| FF | Black Steel Fitting | Reducer |  | DN200x150 |  | SeAH |  | Psc | Welded Reducer ,8''x6'' | Youfar
| FF | Black Steel Fitting | Tee |  | DN25 |  | SeAH |  | Psc | Welded Tee ,1'' | Youfar
| FF | Black Steel Fitting | Tee |  | DN32 |  | SeAH |  | Psc | Welded Tee ,1-1/4'' | Youfar
| FF | Black Steel Fitting | Tee |  | DN40 |  | SeAH |  | Psc | Welded Tee ,1-1/2'' | Youfar
| FF | Black Steel Fitting | Tee |  | DN50 |  | SeAH |  | Psc | Welded Tee ,2'' | Youfar
| FF | Black Steel Fitting | Tee |  | DN65 |  | SeAH |  | Psc | Welded Tee ,2-1/2'' | Youfar
| FF | Black Steel Fitting | Tee |  | DN80 |  | SeAH |  | Psc | Welded Tee ,3'' | Youfar
| FF | Black Steel Fitting | Tee |  | DN100 |  | SeAH |  | Psc | Welded Tee ,4'' | Youfar
| FF | Black Steel Fitting | Tee |  | DN125 |  | SeAH |  | Psc | Welded Tee ,5'' | Youfar
| FF | Black Steel Fitting | Tee |  | DN150 |  | SeAH |  | Psc | Welded Tee ,6'' | Youfar
| FF | Black Steel Fitting | Tee |  | DN200 |  | SeAH |  | Psc | Welded Tee ,8'' | Youfar
| FF | Black Steel Fitting | Tee Reducer |  | DN32x25 |  | SeAH |  | Psc | Welded Tee Reducer ,1-1/4''x1'' | Youfar
| FF | Black Steel Fitting | Tee Reducer |  | DN40x25 |  | SeAH |  | Psc | Welded Tee Reducer ,1-1/2''x1'' | Youfar
| FF | Black Steel Fitting | Tee Reducer |  | DN40x32 |  | SeAH |  | Psc | Welded Tee Reducer ,1-1/2''x1-1/4'' | Youfar
| FF | Black Steel Fitting | Tee Reducer |  | DN50x25 |  | SeAH |  | Psc | Welded Tee Reducer ,2''x1'' | Youfar
| FF | Black Steel Fitting | Tee Reducer |  | DN50x32 |  | SeAH |  | Psc | Welded Tee Reducer ,2''x1-1/4'' | Youfar
| FF | Black Steel Fitting | Tee Reducer |  | DN50x40 |  | SeAH |  | Psc | Welded Tee Reducer ,2''x1/2'' | Youfar
| FF | Black Steel Fitting | Tee Reducer |  | DN65x25 |  | SeAH |  | Psc | Welded Tee Reducer ,2-1/2''x1'' | Youfar
| FF | Black Steel Fitting | Tee Reducer |  | DN65x32 |  | SeAH |  | Psc | Welded Tee Reducer ,2-1/2''x1-1/4'' | Youfar
| FF | Black Steel Fitting | Tee Reducer |  | DN65x40 |  | SeAH |  | Psc | Welded Tee Reducer ,2-1/2''x1-1/2'' | Youfar
| FF | Black Steel Fitting | Tee Reducer |  | DN65x50 |  | SeAH |  | Psc | Welded Tee Reducer ,2-1/2''x2'' | Youfar
| FF | Black Steel Fitting | Tee Reducer |  | DN80x40 |  | SeAH |  | Psc | Welded Tee Reducer ,3''x1-1/2'' | Youfar
| FF | Black Steel Fitting | Tee Reducer |  | DN80x50 |  | SeAH |  | Psc | Welded Tee Reducer ,3''x2'' | Youfar
| FF | Black Steel Fitting | Tee Reducer |  | DN80x65 |  | SeAH |  | Psc | Welded Tee Reducer ,3''x2-1/2'' | Youfar
| FF | Black Steel Fitting | Tee Reducer |  | DN100x65 |  | SeAH |  | Psc | Welded Tee Reducer ,4''x2-1/2'' | Youfar
| FF | Black Steel Fitting | Tee Reducer |  | DN100x80 |  | SeAH |  | Psc | Welded Tee Reducer ,4''x3'' | Youfar
| FF | Black Steel Fitting | Tee Reducer |  | DN150x80 |  | SeAH |  | Psc | Welded Tee Reducer ,6''x3'' | Youfar
| FF | Black Steel Fitting | Tee Reducer |  | DN150x100 |  | SeAH |  | Psc | Welded Tee Reducer ,6''x4'' | Youfar
| FF | Black Steel Fitting | Tee Reducer |  | DN200x150 |  | SeAH |  | Psc | Welded Tee Reducer ,8''x6'' | Youfar
| FF | Black Steel Fitting | Elbow 90° |  | DN25 |  | SeAH |  | Psc | Threaded Elbow 90° ,1'' | Youfar
| FF | Black Steel Fitting | Elbow 90° |  | DN32 |  | SeAH |  | Psc | Threaded Elbow 90° ,1-1/4'' | Youfar
| FF | Black Steel Fitting | Elbow 90° |  | DN40 |  | SeAH |  | Psc | Threaded Elbow 90° ,1-1/2'' | Youfar
| FF | Black Steel Fitting | Elbow 90° |  | DN50 |  | SeAH |  | Psc | Threaded Elbow 90° ,2'' | Youfar
| FF | Black Steel Fitting | Reducer |  | DN25x15 |  | SeAH |  | Psc | Threaded Reducer ,1''x1/2'' | Youfar
| FF | Black Steel Fitting | Reducer |  | DN32x25 |  | SeAH |  | Psc | Threaded Reducer ,1-1/4''x1'' | Youfar
| FF | Black Steel Fitting | Reducer |  | DN40x25 |  | SeAH |  | Psc | Threaded Reducer ,1-1/2''x1'' | Youfar
| FF | Black Steel Fitting | Reducer |  | DN40x32 |  | SeAH |  | Psc | Threaded Reducer ,1-1/2''x1-1/4'' | Youfar
| FF | Black Steel Fitting | Reducer |  | DN50x25 |  | SeAH |  | Psc | Threaded Reducer ,2''x1'' | Youfar
| FF | Black Steel Fitting | Reducer |  | DN50x32 |  | SeAH |  | Psc | Threaded Reducer ,2''x1-1/4'' | Youfar
| FF | Black Steel Fitting | Reducer |  | DN50x40 |  | SeAH |  | Psc | Threaded Reducer ,2''x1-1/2'' | Youfar
| FF | Black Steel Fitting | Tee |  | DN25 |  | SeAH |  | Psc | Threaded Tee ,1'' | Youfar
| FF | Black Steel Fitting | Tee |  | DN32 |  | SeAH |  | Psc | Threaded Tee ,1-1/4'' | Youfar
| FF | Black Steel Fitting | Tee |  | DN40 |  | SeAH |  | Psc | Threaded Tee ,1-1/2'' | Youfar
| FF | Black Steel Fitting | Tee |  | DN50 |  | SeAH |  | Psc | Threaded Tee ,2'' | Youfar
| FF | Black Steel Fitting | Tee Reducer |  | DN32x25 |  | SeAH |  | Psc | Threaded Tee Reducer ,1-1/4''x1'' | Youfar
| FF | Black Steel Fitting | Tee Reducer |  | DN40x25 |  | SeAH |  | Psc | Threaded Tee Reducer ,1-1/2''x1'' | Youfar
| FF | Black Steel Fitting | Tee Reducer |  | DN40x32 |  | SeAH |  | Psc | Threaded Tee Reducer ,1-1/2''x1-1/4'' | Youfar
| FF | Black Steel Fitting | Tee Reducer |  | DN50x25 |  | SeAH |  | Psc | Threaded Tee Reducer ,2''x1'' | Youfar
| FF | Black Steel Fitting | Tee Reducer |  | DN50x32 |  | SeAH |  | Psc | Threaded Tee Reducer ,2''x1-1/4'' | Youfar
| FF | Black Steel Fitting | Tee Reducer |  | DN50x40 |  | SeAH |  | Psc | Threaded Tee Reducer ,2''x1-1/2'' | Youfar
| FF | Galvanized Steel Pipe |  |  | DN20 |  | SeAH |  | m | Galvanized Steel Pipe, ASTM A53-2001, SCH40-DN20mm(3/4'')(6M/Length) | Youfar |  |  | Hot Dipped Zinc-Coated Pipe, ASTM A53-2001, SCH40
| FF | Galvanized Steel Pipe |  |  | DN25 |  | SeAH |  | m | Galvanized Steel Pipe, ASTM A53-2001, SCH40-DN25mm(1'')(6M/Length) | Youfar |  |  | Hot Dipped Zinc-Coated Pipe, ASTM A53-2001, SCH40
| FF | Galvanized Steel Pipe |  |  | DN32 |  | SeAH |  | m | Galvanized Steel Pipe, ASTM A53-2001, SCH40-DN32mm(1-1/4'')(6M/Length) | Youfar |  |  | Hot Dipped Zinc-Coated Pipe, ASTM A53-2001, SCH40
| FF | Galvanized Steel Pipe |  |  | DN40 |  | SeAH |  | m | Galvanized Steel Pipe, ASTM A53-2001, SCH40-DN40mm(1-1/2'')(6M/Length) | Youfar |  |  | Hot Dipped Zinc-Coated Pipe, ASTM A53-2001, SCH40
| FF | Galvanized Steel Pipe |  |  | DN50 |  | SeAH |  | m | Galvanized Steel Pipe, ASTM A53-2001, SCH40-DN50mm(2'')(6M/Length) | Youfar |  |  | Hot Dipped Zinc-Coated Pipe, ASTM A53-2001, SCH40
| FF | Galvanized Steel Pipe |  |  | DN65 |  | SeAH |  | m | Galvanized Steel Pipe, ASTM A53-2001, SCH40-DN65mm(2-1/2'')(6M/Length) | Youfar |  |  | Hot Dipped Zinc-Coated Pipe, ASTM A53-2001, SCH40
| FF | Galvanized Steel Pipe |  |  | DN80 |  | SeAH |  | m | Galvanized Steel Pipe, ASTM A53-2001, SCH40-DN80mm(3'')(6M/Length) | Youfar |  |  | Hot Dipped Zinc-Coated Pipe, ASTM A53-2001, SCH40
| FF | Galvanized Steel Pipe |  |  | DN100 |  | SeAH |  | m | Galvanized Steel Pipe, ASTM A53-2001, SCH40-DN100mm(4'')(6M/Length) | Youfar |  |  | Hot Dipped Zinc-Coated Pipe, ASTM A53-2001, SCH40
| FF | Galvanized Steel Pipe |  |  | DN125 |  | SeAH |  | m | Galvanized Steel Pipe, ASTM A53-2001, SCH40-DN125mm(5'')(6M/Length) | Youfar |  |  | Hot Dipped Zinc-Coated Pipe, ASTM A53-2001, SCH40
| FF | Galvanized Steel Pipe |  |  | DN150 |  | SeAH |  | m | Galvanized Steel Pipe, ASTM A53-2001, SCH40-DN150mm(6'')(6M/Length) | Youfar |  |  | Hot Dipped Zinc-Coated Pipe, ASTM A53-2001, SCH40
| FF | Galvanized Steel Pipe |  |  | DN200 |  | SeAH |  | m | Galvanized Steel Pipe, ASTM A53-2001, SCH40-DN200mm(8'')(6M/Length) | Youfar |  |  | Hot Dipped Zinc-Coated Pipe, ASTM A53-2001, SCH40
| FF | Galvanized Steel Pipe |  | Class Medium | DN20 |  | SeAH |  | m | Galvanized Steel Pipe, BS1387 Class Medium-DN20mm(3/4'')(6M/Length) | Youfar |  |  | Hot Dipped Zinc-Coated Pipe, BS1387 Class Medium
| FF | Galvanized Steel Pipe |  | Class Medium | DN25 |  | SeAH |  | m | Galvanized Steel Pipe, BS1387 Class Medium-DN25mm(1'')(6M/Length) | Youfar |  |  | Hot Dipped Zinc-Coated Pipe, BS1387 Class Medium
| FF | Galvanized Steel Pipe |  | Class Medium | DN32 |  | SeAH |  | m | Galvanized Steel Pipe, BS1387 Class Medium-DN32mm(1-1/4'')(6M/Length) | Youfar |  |  | Hot Dipped Zinc-Coated Pipe, BS1387 Class Medium
| FF | Galvanized Steel Pipe |  | Class Medium | DN40 |  | SeAH |  | m | Galvanized Steel Pipe, BS1387 Class Medium-DN40mm(1-1/2'')(6M/Length) | Youfar |  |  | Hot Dipped Zinc-Coated Pipe, BS1387 Class Medium
| FF | Galvanized Steel Pipe |  | Class Medium | DN50 |  | SeAH |  | m | Galvanized Steel Pipe, BS1387 Class Medium-DN50mm(2'')(6M/Length) | Youfar |  |  | Hot Dipped Zinc-Coated Pipe, BS1387 Class Medium
| FF | Galvanized Steel Pipe |  | Class Medium | DN65 |  | SeAH |  | m | Galvanized Steel Pipe, BS1387 Class Medium-DN65mm(2-1/2'')(6M/Length) | Youfar |  |  | Hot Dipped Zinc-Coated Pipe, BS1387 Class Medium
| FF | Galvanized Steel Pipe |  | Class Medium | DN80 |  | SeAH |  | m | Galvanized Steel Pipe, BS1387 Class Medium-DN80mm(3'')(6M/Length) | Youfar |  |  | Hot Dipped Zinc-Coated Pipe, BS1387 Class Medium
| FF | Galvanized Steel Pipe |  | Class Medium | DN100 |  | SeAH |  | m | Galvanized Steel Pipe, BS1387 Class Medium-DN100mm(4'')(6M/Length) | Youfar |  |  | Hot Dipped Zinc-Coated Pipe, BS1387 Class Medium
| FF | Galvanized Steel Pipe |  | Class Medium | DN125 |  | SeAH |  | m | Galvanized Steel Pipe, BS1387 Class Medium-DN125mm(5'')(6M/Length) | Youfar |  |  | Hot Dipped Zinc-Coated Pipe, BS1387 Class Medium
| FF | Galvanized Steel Pipe |  | Class Medium | DN150 |  | SeAH |  | m | Galvanized Steel Pipe, BS1387 Class Medium-DN150mm(6'')(6M/Length) | Youfar |  |  | Hot Dipped Zinc-Coated Pipe, BS1387 Class Medium
0
| FF | Galvanized Steel Fitting | Coupling |  | DN25 |  | SeAH |  | Psc | Rigid Coupling ,1'' | Youfar
| FF | Galvanized Steel Fitting | Coupling |  | DN32 |  | SeAH |  | Psc | Rigid Coupling ,1-1/4'' | Youfar
| FF | Galvanized Steel Fitting | Coupling |  | DN40 |  | SeAH |  | Psc | Rigid Coupling ,1-1/2'' | Youfar
| FF | Galvanized Steel Fitting | Coupling |  | DN50 |  | SeAH |  | Psc | Rigid Coupling ,2'' | Youfar
| FF | Galvanized Steel Fitting | Coupling |  | DN65 |  | SeAH |  | Psc | Rigid Coupling ,2-1/2'' | Youfar
| FF | Galvanized Steel Fitting | Coupling |  | DN80 |  | SeAH |  | Psc | Rigid Coupling ,3'' | Youfar
| FF | Galvanized Steel Fitting | Coupling |  | DN100 |  | SeAH |  | Psc | Rigid Coupling ,4'' | Youfar
| FF | Galvanized Steel Fitting | Coupling |  | DN125 |  | SeAH |  | Psc | Rigid Coupling ,5'' | Youfar
| FF | Galvanized Steel Fitting | Coupling |  | DN150 |  | SeAH |  | Psc | Rigid Coupling ,6'' | Youfar
| FF | Galvanized Steel Fitting | Coupling |  | DN200 |  | SeAH |  | Psc | Rigid Coupling ,8'' | Youfar
0
| FF | Galvanized Steel Fitting | Elbow 90° |  | DN25 |  | SeAH |  | Psc | Grooved Elbow 90° ,1'' | Youfar
| FF | Galvanized Steel Fitting | Elbow 90° |  | DN32 |  | SeAH |  | Psc | Grooved Elbow 90° ,1-1/4'' | Youfar
| FF | Galvanized Steel Fitting | Elbow 90° |  | DN40 |  | SeAH |  | Psc | Grooved Elbow 90° ,1-1/2'' | Youfar
| FF | Galvanized Steel Fitting | Elbow 90° |  | DN50 |  | SeAH |  | Psc | Grooved Elbow 90° ,2'' | Youfar
| FF | Galvanized Steel Fitting | Elbow 90° |  | DN65 |  | SeAH |  | Psc | Grooved Elbow 90° ,2-1/2'' | Youfar
| FF | Galvanized Steel Fitting | Elbow 90° |  | DN80 |  | SeAH |  | Psc | Grooved Elbow 90° ,3'' | Youfar
| FF | Galvanized Steel Fitting | Elbow 90° |  | DN100 |  | SeAH |  | Psc | Grooved Elbow 90° ,4'' | Youfar
| FF | Galvanized Steel Fitting | Elbow 90° |  | DN125 |  | SeAH |  | Psc | Grooved Elbow 90° ,5'' | Youfar
| FF | Galvanized Steel Fitting | Elbow 90° |  | DN150 |  | SeAH |  | Psc | Grooved Elbow 90° ,6'' | Youfar
| FF | Galvanized Steel Fitting | Elbow 90° |  | DN200 |  | SeAH |  | Psc | Grooved Elbow 90° ,8'' | Youfar
0
| FF | Galvanized Steel Fitting | Elbow 45° |  | DN25 |  | SeAH |  | Psc | Grooved Elbow 45° ,1'' | Youfar
| FF | Galvanized Steel Fitting | Elbow 45° |  | DN32 |  | SeAH |  | Psc | Grooved Elbow 45° ,1-1/4'' | Youfar
| FF | Galvanized Steel Fitting | Elbow 45° |  | DN40 |  | SeAH |  | Psc | Grooved Elbow 45° ,1-1/2'' | Youfar
| FF | Galvanized Steel Fitting | Elbow 45° |  | DN50 |  | SeAH |  | Psc | Grooved Elbow 45° ,2'' | Youfar
| FF | Galvanized Steel Fitting | Elbow 45° |  | DN65 |  | SeAH |  | Psc | Grooved Elbow 45° ,2-1/2'' | Youfar
| FF | Galvanized Steel Fitting | Elbow 45° |  | DN80 |  | SeAH |  | Psc | Grooved Elbow 45° ,3'' | Youfar
| FF | Galvanized Steel Fitting | Elbow 45° |  | DN100 |  | SeAH |  | Psc | Grooved Elbow 45° ,4'' | Youfar
| FF | Galvanized Steel Fitting | Elbow 45° |  | DN125 |  | SeAH |  | Psc | Grooved Elbow 45° ,5'' | Youfar
| FF | Galvanized Steel Fitting | Elbow 45° |  | DN150 |  | SeAH |  | Psc | Grooved Elbow 45° ,6'' | Youfar
| FF | Galvanized Steel Fitting | Elbow 45° |  | DN200 |  | SeAH |  | Psc | Grooved Elbow 45° ,8'' | Youfar
0
| FF | Galvanized Steel Fitting | Equal Tee |  | DN25 |  | SeAH |  | Psc | Grooved Equal Tee ,1'' | Youfar
| FF | Galvanized Steel Fitting | Equal Tee |  | DN32 |  | SeAH |  | Psc | Grooved Equal Tee ,1-1/4'' | Youfar
| FF | Galvanized Steel Fitting | Equal Tee |  | DN40 |  | SeAH |  | Psc | Grooved Equal Tee ,1-1/2'' | Youfar
| FF | Galvanized Steel Fitting | Equal Tee |  | DN50 |  | SeAH |  | Psc | Grooved Equal Tee ,2'' | Youfar
| FF | Galvanized Steel Fitting | Equal Tee |  | DN65 |  | SeAH |  | Psc | Grooved Equal Tee ,2-1/2'' | Youfar
| FF | Galvanized Steel Fitting | Equal Tee |  | DN80 |  | SeAH |  | Psc | Grooved Equal Tee ,3'' | Youfar
| FF | Galvanized Steel Fitting | Equal Tee |  | DN100 |  | SeAH |  | Psc | Grooved Equal Tee ,4'' | Youfar
| FF | Galvanized Steel Fitting | Equal Tee |  | DN125 |  | SeAH |  | Psc | Grooved Equal Tee ,5'' | Youfar
| FF | Galvanized Steel Fitting | Equal Tee |  | DN150 |  | SeAH |  | Psc | Grooved Equal Tee ,6'' | Youfar
| FF | Galvanized Steel Fitting | Equal Tee |  | DN200 |  | SeAH |  | Psc | Grooved Equal Tee ,8'' | Youfar
0
| FF | Galvanized Steel Fitting | Unequal Tee |  | DN50x25 |  | SeAH |  | Psc | Grooved Unequal Tee ,2''x1'' | Youfar
| FF | Galvanized Steel Fitting | Unequal Tee |  | DN50x40 |  | SeAH |  | Psc | Grooved Unequal Tee ,2''x1-1/2'' | Youfar
| FF | Galvanized Steel Fitting | Unequal Tee |  | DN65x32 |  | SeAH |  | Psc | Grooved Unequal Tee ,2-1/2''x1-1/4'' | Youfar
| FF | Galvanized Steel Fitting | Unequal Tee |  | DN65x40 |  | SeAH |  | Psc | Grooved Unequal Tee ,2-1/2''x1-1/2'' | Youfar
| FF | Galvanized Steel Fitting | Unequal Tee |  | DN65x50 |  | SeAH |  | Psc | Grooved Unequal Tee ,2-1/2''x2'' | Youfar
| FF | Galvanized Steel Fitting | Unequal Tee |  | DN80x32 |  | SeAH |  | Psc | Grooved Unequal Tee ,3''x1-1/4'' | Youfar
| FF | Galvanized Steel Fitting | Unequal Tee |  | DN80x40 |  | SeAH |  | Psc | Grooved Unequal Tee ,3''x1-1/2'' | Youfar
| FF | Galvanized Steel Fitting | Unequal Tee |  | DN80x50 |  | SeAH |  | Psc | Grooved Unequal Tee ,3''x2'' | Youfar
| FF | Galvanized Steel Fitting | Unequal Tee |  | DN80x65 |  | SeAH |  | Psc | Grooved Unequal Tee ,3''x2-1/2'' | Youfar
| FF | Galvanized Steel Fitting | Unequal Tee |  | DN100x50 |  | SeAH |  | Psc | Grooved Unequal Tee ,4''x2'' | Youfar
| FF | Galvanized Steel Fitting | Unequal Tee |  | DN100x65 |  | SeAH |  | Psc | Grooved Unequal Tee ,4''x2-1/2'' | Youfar
| FF | Galvanized Steel Fitting | Unequal Tee |  | DN100x80 |  | SeAH |  | Psc | Grooved Unequal Tee ,4''x3'' | Youfar
| FF | Galvanized Steel Fitting | Unequal Tee |  | DN150x50 |  | SeAH |  | Psc | Grooved Unequal Tee ,6''x2'' | Youfar
| FF | Galvanized Steel Fitting | Unequal Tee |  | DN150x65 |  | SeAH |  | Psc | Grooved Unequal Tee ,6''x2-1/2'' | Youfar
| FF | Galvanized Steel Fitting | Unequal Tee |  | DN150x80 |  | SeAH |  | Psc | Grooved Unequal Tee ,6''x3'' | Youfar
| FF | Galvanized Steel Fitting | Unequal Tee |  | DN150x100 |  | SeAH |  | Psc | Grooved Unequal Tee ,6''x4'' | Youfar
| FF | Galvanized Steel Fitting | Unequal Tee |  | DN200x50 |  | SeAH |  | Psc | Grooved Unequal Tee ,8''x2'' | Youfar
| FF | Galvanized Steel Fitting | Unequal Tee |  | DN200x65 |  | SeAH |  | Psc | Grooved Unequal Tee ,8''x2-1/2'' | Youfar
| FF | Galvanized Steel Fitting | Unequal Tee |  | DN200x80 |  | SeAH |  | Psc | Grooved Unequal Tee ,8''x3'' | Youfar
| FF | Galvanized Steel Fitting | Unequal Tee |  | DN200x100 |  | SeAH |  | Psc | Grooved Unequal Tee ,8''x4'' | Youfar
| FF | Galvanized Steel Fitting | Unequal Tee |  | DN200x150 |  | SeAH |  | Psc | Grooved Unequal Tee ,8''x6'' | Youfar
0
| FF | Galvanized Steel Fitting | Concentric Reducer |  | DN32x25 |  | SeAH |  | Psc | Grooved Concentric Reducer ,1-1/4x1'' | Youfar
| FF | Galvanized Steel Fitting | Concentric Reducer |  | DN40x32 |  | SeAH |  | Psc | Grooved Concentric Reducer ,1-1/2x1-1/4'' | Youfar
| FF | Galvanized Steel Fitting | Concentric Reducer |  | DN50x32 |  | SeAH |  | Psc | Grooved Concentric Reducer ,2''x1-1/4'' | Youfar
| FF | Galvanized Steel Fitting | Concentric Reducer |  | DN50x40 |  | SeAH |  | Psc | Grooved Concentric Reducer ,2''x1-1/2'' | Youfar
| FF | Galvanized Steel Fitting | Concentric Reducer |  | DN65x40 |  | SeAH |  | Psc | Grooved Concentric Reducer ,2-1/2x1-1/2'' | Youfar
| FF | Galvanized Steel Fitting | Concentric Reducer |  | DN65x50 |  | SeAH |  | Psc | Grooved Concentric Reducer ,2-1/2x2'' | Youfar
| FF | Galvanized Steel Fitting | Concentric Reducer |  | DN80x25 |  | SeAH |  | Psc | Grooved Concentric Reducer ,3''x1'' | Youfar
| FF | Galvanized Steel Fitting | Concentric Reducer |  | DN80x40 |  | SeAH |  | Psc | Grooved Concentric Reducer ,3''x1-1/2'' | Youfar
| FF | Galvanized Steel Fitting | Concentric Reducer |  | DN80x50 |  | SeAH |  | Psc | Grooved Concentric Reducer ,3''x2'' | Youfar
| FF | Galvanized Steel Fitting | Concentric Reducer |  | DN80x65 |  | SeAH |  | Psc | Grooved Concentric Reducer ,3''x2-1/2'' | Youfar
| FF | Galvanized Steel Fitting | Concentric Reducer |  | DN100x32 |  | SeAH |  | Psc | Grooved Concentric Reducer ,4''x1-1/4'' | Youfar
| FF | Galvanized Steel Fitting | Concentric Reducer |  | DN100x40 |  | SeAH |  | Psc | Grooved Concentric Reducer ,4''x1-1/2'' | Youfar
| FF | Galvanized Steel Fitting | Concentric Reducer |  | DN100x50 |  | SeAH |  | Psc | Grooved Concentric Reducer ,4''x2'' | Youfar
| FF | Galvanized Steel Fitting | Concentric Reducer |  | DN100x65 |  | SeAH |  | Psc | Grooved Concentric Reducer ,4''x2-1/2'' | Youfar
| FF | Galvanized Steel Fitting | Concentric Reducer |  | DN100x80 |  | SeAH |  | Psc | Grooved Concentric Reducer ,4''x3'' | Youfar
| FF | Galvanized Steel Fitting | Concentric Reducer |  | DN125x65 |  | SeAH |  | Psc | Grooved Concentric Reducer ,5''x2-1/2'' | Youfar
| FF | Galvanized Steel Fitting | Concentric Reducer |  | DN125x100 |  | SeAH |  | Psc | Grooved Concentric Reducer ,5''x4'' | Youfar
| FF | Galvanized Steel Fitting | Concentric Reducer |  | DN150x65 |  | SeAH |  | Psc | Grooved Concentric Reducer ,6''x2-1/2'' | Youfar
| FF | Galvanized Steel Fitting | Concentric Reducer |  | DN150x80 |  | SeAH |  | Psc | Grooved Concentric Reducer ,6''x3'' | Youfar
| FF | Galvanized Steel Fitting | Concentric Reducer |  | DN150x100 |  | SeAH |  | Psc | Grooved Concentric Reducer ,6''x4'' | Youfar
| FF | Galvanized Steel Fitting | Concentric Reducer |  | DN200x100 |  | SeAH |  | Psc | Grooved Concentric Reducer ,8''x4'' | Youfar
| FF | Galvanized Steel Fitting | Concentric Reducer |  | DN200x150 |  | SeAH |  | Psc | Grooved Concentric Reducer ,8''x6'' | Youfar
0
| FF | Galvanized Steel Fitting | Reducer with Female Threaded Outlet |  | DN50x25 |  | SeAH |  | Psc | Grooved Reducer with Female Threaded Outlet,2''x1'' | Youfar
| FF | Galvanized Steel Fitting | Reducer with Female Threaded Outlet |  | DN50x32 |  | SeAH |  | Psc | Grooved Reducer with Female Threaded Outlet,2''x1-1/4'' | Youfar
| FF | Galvanized Steel Fitting | Reducer with Female Threaded Outlet |  | DN50x40 |  | SeAH |  | Psc | Grooved Reducer with Female Threaded Outlet,2''x1-1/2'' | Youfar
| FF | Galvanized Steel Fitting | Reducer with Female Threaded Outlet |  | DN65x25 |  | SeAH |  | Psc | Grooved Reducer with Female Threaded Outlet,2-1/2''x1'' | Youfar
| FF | Galvanized Steel Fitting | Reducer with Female Threaded Outlet |  | DN65x40 |  | SeAH |  | Psc | Grooved Reducer with Female Threaded Outlet,2-1/2''x1-1/2'' | Youfar
| FF | Galvanized Steel Fitting | Reducer with Female Threaded Outlet |  | DN65x50 |  | SeAH |  | Psc | Grooved Reducer with Female Threaded Outlet,2-1/2''x2'' | Youfar
| FF | Galvanized Steel Fitting | Reducer with Female Threaded Outlet |  | DN80x40 |  | SeAH |  | Psc | Grooved Reducer with Female Threaded Outlet,3''x1-1/2'' | Youfar
| FF | Galvanized Steel Fitting | Reducer with Female Threaded Outlet |  | DN80x65 |  | SeAH |  | Psc | Grooved Reducer with Female Threaded Outlet,3''x2-1/2'' | Youfar
| FF | Galvanized Steel Fitting | Reducer with Female Threaded Outlet |  | DN100x32 |  | SeAH |  | Psc | Grooved Reducer with Female Threaded Outlet,4''x1-1/4'' | Youfar
| FF | Galvanized Steel Fitting | Reducer with Female Threaded Outlet |  | DN100x40 |  | SeAH |  | Psc | Grooved Reducer with Female Threaded Outlet,4''x1-1/2'' | Youfar
| FF | Galvanized Steel Fitting | Reducer with Female Threaded Outlet |  | DN100x50 |  | SeAH |  | Psc | Grooved Reducer with Female Threaded Outlet,4''x2'' | Youfar
0
| FF | Galvanized Steel Fitting | Mechanical Tee Threaded Outlet |  | DN50x25 |  | SeAH |  | Psc | Mechanical Tee Threaded Outlet 2''x1'' | Youfar
| FF | Galvanized Steel Fitting | Mechanical Tee Threaded Outlet |  | DN50x32 |  | SeAH |  | Psc | Mechanical Tee Threaded Outlet 2''x1-1/4'' | Youfar
| FF | Galvanized Steel Fitting | Mechanical Tee Threaded Outlet |  | DN50x40 |  | SeAH |  | Psc | Mechanical Tee Threaded Outlet 2''x1-1/2'' | Youfar
| FF | Galvanized Steel Fitting | Mechanical Tee Threaded Outlet |  | DN65x25 |  | SeAH |  | Psc | Mechanical Tee Threaded Outlet 2-1/2''x1'' | Youfar
| FF | Galvanized Steel Fitting | Mechanical Tee Threaded Outlet |  | DN65x32 |  | SeAH |  | Psc | Mechanical Tee Threaded Outlet 2-1/2''x1-1/4'' | Youfar
| FF | Galvanized Steel Fitting | Mechanical Tee Threaded Outlet |  | DN65x40 |  | SeAH |  | Psc | Mechanical Tee Threaded Outlet 2-1/2''x1-1/2'' | Youfar
| FF | Galvanized Steel Fitting | Mechanical Tee Threaded Outlet |  | DN80x25 |  | SeAH |  | Psc | Mechanical Tee Threaded Outlet 3''x1'' | Youfar
| FF | Galvanized Steel Fitting | Mechanical Tee Threaded Outlet |  | DN80x32 |  | SeAH |  | Psc | Mechanical Tee Threaded Outlet 3''x1-1/4'' | Youfar
| FF | Galvanized Steel Fitting | Mechanical Tee Threaded Outlet |  | DN80x40 |  | SeAH |  | Psc | Mechanical Tee Threaded Outlet 3''x1-1/2'' | Youfar
| FF | Galvanized Steel Fitting | Mechanical Tee Threaded Outlet |  | DN80x50 |  | SeAH |  | Psc | Mechanical Tee Threaded Outlet 3''x2'' | Youfar
| FF | Galvanized Steel Fitting | Mechanical Tee Threaded Outlet |  | DN100x25 |  | SeAH |  | Psc | Mechanical Tee Threaded Outlet 4''x1'' | Youfar
| FF | Galvanized Steel Fitting | Mechanical Tee Threaded Outlet |  | DN100x32 |  | SeAH |  | Psc | Mechanical Tee Threaded Outlet 4''x1-1/4'' | Youfar
| FF | Galvanized Steel Fitting | Mechanical Tee Threaded Outlet |  | DN100x40 |  | SeAH |  | Psc | Mechanical Tee Threaded Outlet 4''x1-1/2'' | Youfar
| FF | Galvanized Steel Fitting | Mechanical Tee Threaded Outlet |  | DN100x50 |  | SeAH |  | Psc | Mechanical Tee Threaded Outlet 4''x2'' | Youfar
| FF | Galvanized Steel Fitting | Mechanical Tee Threaded Outlet |  | DN100x65 |  | SeAH |  | Psc | Mechanical Tee Threaded Outlet 4''x2-1/2'' | Youfar
| FF | Galvanized Steel Fitting | Mechanical Tee Threaded Outlet |  | DN150x50 |  | SeAH |  | Psc | Mechanical Tee Threaded Outlet 6''x2'' | Youfar
| FF | Galvanized Steel Fitting | Mechanical Tee Threaded Outlet |  | DN150x65 |  | SeAH |  | Psc | Mechanical Tee Threaded Outlet 6''x2-1/2'' | Youfar
| FF | Galvanized Steel Fitting | Mechanical Tee Threaded Outlet |  | DN150x80 |  | SeAH |  | Psc | Mechanical Tee Threaded Outlet 6''x3'' | Youfar
| FF | Galvanized Steel Fitting | Mechanical Tee Threaded Outlet |  | DN150x100 |  | SeAH |  | Psc | Mechanical Tee Threaded Outlet 6''x4'' | Youfar
| FF | Valve & Fitting | Gate Valve | PN16 | DN50 |  | Gala |  | nos | NRS Gate Valve PN16 - DN50mm(2'')
| FF | Valve & Fitting | Gate Valve | PN16 | DN65 |  | Gala |  | nos | NRS Gate Valve PN16 - DN65mm(2-1/2'')
| FF | Valve & Fitting | Gate Valve | PN16 | DN80 |  | Gala |  | nos | NRS Gate Valve PN16 - DN80mm(3'')
| FF | Valve & Fitting | Gate Valve | PN16 | DN100 |  | Gala |  | nos | NRS Gate Valve PN16 - DN100mm(4'')
| FF | Valve & Fitting | Gate Valve | PN16 | DN125 |  | Gala |  | nos | NRS Gate Valve PN16 - DN125mm(5'')
| FF | Valve & Fitting | Gate Valve | PN16 | DN150 |  | Gala |  | nos | NRS Gate Valve PN16 - DN150mm(6'')
| FF | Valve & Fitting | Gate Valve | PN16 | DN200 |  | Gala |  | nos | NRS Gate Valve PN16 - DN200mm(8'')
| FF | Valve & Fitting | Gate Valve | PN16 | DN250 |  | Gala |  | nos | NRS Gate Valve PN16 - DN250mm(10'')
| FF | Valve & Fitting | Gate Valve | PN16 | DN300 |  | Gala |  | nos | NRS Gate Valve PN16 - DN300mm(12'')
| FF | Valve & Fitting | Butterfly Valve | PN16 | DN65 |  | Gala |  | nos | FM/UL Butterfly Valve PN16 - DN65mm(2-1/2'')
| FF | Valve & Fitting | Butterfly Valve | PN16 | DN80 |  | Gala |  | nos | FM/UL Butterfly Valve PN16 - DN80mm(3'')
| FF | Valve & Fitting | Butterfly Valve | PN16 | DN100 |  | Gala |  | nos | FM/UL Butterfly Valve PN16 - DN100mm(4'')
| FF | Valve & Fitting | Butterfly Valve | PN16 | DN125 |  | Gala |  | nos | FM/UL Butterfly Valve PN16 - DN125mm(5'')
| FF | Valve & Fitting | Butterfly Valve | PN16 | DN150 |  | Gala |  | nos | FM/UL Butterfly Valve PN16 - DN150mm(6'')
| FF | Valve & Fitting | Butterfly Valve | PN16 | DN200 |  | Gala |  | nos | FM/UL Butterfly Valve PN16 - DN200mm(8'')
| FF | Valve & Fitting | Butterfly Valve | PN16 | DN250 |  | Gala |  | nos | FM/UL Butterfly Valve PN16 - DN250mm(10'')
| FF | Valve & Fitting | Butterfly Valve | PN16 | DN300 |  | Gala |  | nos | FM/UL Butterfly Valve PN16 - DN300mm(12'')
| FF | Valve & Fitting | OS&Y Gate Valve | PN16 | DN50 |  | Gala |  | nos | FM/UL OS&Y Gate Valve PN16 - DN50mm(2'')
| FF | Valve & Fitting | OS&Y Gate Valve | PN16 | DN65 |  | Gala |  | nos | FM/UL OS&Y Gate Valve PN16 - DN65mm(2-1/2'')
| FF | Valve & Fitting | OS&Y Gate Valve | PN16 | DN80 |  | Gala |  | nos | FM/UL OS&Y Gate Valve PN16 - DN80mm(3'')
| FF | Valve & Fitting | OS&Y Gate Valve | PN16 | DN100 |  | Gala |  | nos | FM/UL OS&Y Gate Valve PN16 - DN100mm(4'')
| FF | Valve & Fitting | OS&Y Gate Valve | PN16 | DN125 |  | Gala |  | nos | FM/UL OS&Y Gate Valve PN16 - DN125mm(5'')
| FF | Valve & Fitting | OS&Y Gate Valve | PN16 | DN150 |  | Gala |  | nos | FM/UL OS&Y Gate Valve PN16 - DN150mm(6'')
| FF | Valve & Fitting | OS&Y Gate Valve | PN16 | DN200 |  | Gala |  | nos | FM/UL OS&Y Gate Valve PN16 - DN200mm(8'')
| FF | Valve & Fitting | Check Valve | PN16 | DN50 |  | Gala |  | nos | Wafer Type Double Door Check Valve PN16 - DN50mm(2'')
| FF | Valve & Fitting | Check Valve | PN16 | DN65 |  | Gala |  | nos | Wafer Type Double Door Check Valve PN16 - DN65mm(2-1/2'')
| FF | Valve & Fitting | Check Valve | PN16 | DN80 |  | Gala |  | nos | Wafer Type Double Door Check Valve PN16 - DN80mm(3'')
| FF | Valve & Fitting | Check Valve | PN16 | DN100 |  | Gala |  | nos | Wafer Type Double Door Check Valve PN16 - DN100mm(4'')
| FF | Valve & Fitting | Check Valve | PN16 | DN125 |  | Gala |  | nos | Wafer Type Double Door Check Valve PN16 - DN125mm(5'')
| FF | Valve & Fitting | Check Valve | PN16 | DN150 |  | Gala |  | nos | Wafer Type Double Door Check Valve PN16 - DN150mm(6'')
| FF | Valve & Fitting | Check Valve | PN16 | DN200 |  | Gala |  | nos | Wafer Type Double Door Check Valve PN16 - DN200mm(8'')
| FF | Valve & Fitting | Check Valve | PN16 | DN50 |  | Gala |  | nos | FM/UL Swing Check Valve PN16 - DN50mm(2'')
| FF | Valve & Fitting | Check Valve | PN16 | DN65 |  | Gala |  | nos | FM/UL Swing Check Valve PN16 - DN65mm(2-1/2'')
| FF | Valve & Fitting | Check Valve | PN16 | DN80 |  | Gala |  | nos | FM/UL Swing Check Valve PN16 - DN80mm(3'')
| FF | Valve & Fitting | Check Valve | PN16 | DN100 |  | Gala |  | nos | FM/UL Swing Check Valve PN16 - DN100mm(4'')
| FF | Valve & Fitting | Check Valve | PN16 | DN125 |  | Gala |  | nos | FM/UL Swing Check Valve PN16 - DN125mm(5'')
| FF | Valve & Fitting | Check Valve | PN16 | DN150 |  | Gala |  | nos | FM/UL Swing Check Valve PN16 - DN150mm(6'')
| FF | Valve & Fitting | Check Valve | PN16 | DN200 |  | Gala |  | nos | FM/UL Swing Check Valve PN16 - DN200mm(8'')
| FF | Valve & Fitting | Y-Strainer | PN16 | DN65 |  | Gala |  | nos | Y-Strainer PN16 - DN65mm(2-1/2'')
| FF | Valve & Fitting | Y-Strainer | PN16 | DN80 |  | Gala |  | nos | Y- Strainer PN16 - DN80mm(3'')
| FF | Valve & Fitting | Y-Strainer | PN16 | DN100 |  | Gala |  | nos | Y- Strainer PN16 - DN100mm(4'')
| FF | Valve & Fitting | Y-Strainer | PN16 | DN125 |  | Gala |  | nos | Y- Strainer PN16 - DN125mm(5'')
| FF | Valve & Fitting | Y-Strainer | PN16 | DN150 |  | Gala |  | nos | Y- Strainer PN16 - DN150mm(6'')
| FF | Valve & Fitting | Y-Strainer | PN16 | DN200 |  | Gala |  | nos | Y- Strainer PN16 - DN200mm(8'')
| FF | Valve & Fitting | Pressure Relief Valve | PN16 | DN100 |  | Gala |  | nos | Pressure Relief Valve PN16 - DN100mm(4'')
| FF | Valve & Fitting | Pressure Relief Valve | PN16 | DN150 |  | Gala |  | nos | Pressure Relief Valve PN16 - DN150mm(6'')
| FF | Valve & Fitting | Air Release Valve | PN16 | DN20 |  | Gala |  | nos | Air Release Valve PN16 - DN20mm(3/4'')
| FF | Valve & Fitting | Air Release Valve | PN16 | DN25 |  | Gala |  | nos | Air Release Valve PN16 - DN25mm(1'')
| FF | Valve & Fitting | Supervisory Switch |  |  |  | Potter |  | nos | Outside Screw & Yoke Supervisory Switch ( Sigle Swich )
| FF | Valve & Fitting | Supervisory Switch |  |  |  | Potter |  | nos | Outside Screw & Yoke Supervisory Switch ( Double Swich )
| FF | Valve & Fitting | Foot Valve | PN16 | DN65 |  |  |  | nos | Foot Valve PN16 - DN65mm(2-1/2'')
| FF | Valve & Fitting | Foot Valve | PN16 | DN80 |  |  |  | nos | Foot Valve PN16 - DN80mm(3'')
| FF | Valve & Fitting | Foot Valve | PN16 | DN100 |  |  |  | nos | Foot Valve PN16 - DN100mm(4'')
| FF | Valve & Fitting | Foot Valve | PN16 | DN125 |  |  |  | nos | Foot Valve PN16 - DN125mm(5'')
| FF | Valve & Fitting | Foot Valve | PN16 | DN150 |  |  |  | nos | Foot Valve PN16 - DN150mm(6'')
| FF | Valve & Fitting | Foot Valve | PN16 | DN200 |  |  |  | nos | Foot Valve PN16 - DN200mm(8'')
| FF | Valve & Fitting | Float Valve | PN16 | DN65 |  |  |  | nos | Float Valve PN16 - DN65mm(2-1/2'')
| FF | Valve & Fitting | Float Valve | PN16 | DN80 |  |  |  | nos | Float Valve PN16 - DN80mm(3'')
| FF | Valve & Fitting | Float Valve | PN16 | DN100 |  |  |  | nos | Float Valve PN16 - DN100mm(4'')
| FF | Valve & Fitting | Float Valve | PN16 | DN125 |  |  |  | nos | Float Valve PN16 - DN125mm(5'')
| FF | Valve & Fitting | Float Valve | PN16 | DN150 |  |  |  | nos | Float Valve PN16 - DN150mm(6'')
| FF | Valve & Fitting | Float Valve | PN16 | DN200 |  |  |  | nos | Float Valve PN16 - DN200mm(8'')
| FF | Valve & Fitting | Gate Valve |  | DN25 |  | SRI |  | nos | Brass Gate Valve PN16 - DN25mm(1'') | TEM
| FF | Equipment | Hose Reel |  |  |  | SRI |  | Set | Drum Hose Reel Auto Swing 25mm Outlet MS 22''x7'' Complete With -Hose HR NCT/NCT Smooth 25mm x 30mm Red -Nozzle HR. Jet & Sray Brass 25mm Natural | TEM
| FF | Equipment | Hose Reel |  |  |  | SRI |  | Set | Drum Hose Reel Manual Swing 25mm Outlet MS 22''x7'' Complete With -Hose HR NCT/NCT Smooth 25mm x 30mm Red -Nozzle HR. Jet & Sray Brass 25mm Natural | TEM
| FF | Equipment | Fire Extinguisher |  |  |  | SRI |  | nos | Fire Extinguisher ABC,2KG Red | TEM
| FF | Equipment | Fire Extinguisher |  |  |  | SRI |  | nos | Fire Extinguisher ABC,4KG Red | TEM
| FF | Equipment | Fire Extinguisher |  |  |  | SRI |  | nos | Fire Extinguisher ABC,6KG Red | TEM
| FF | Equipment | Fire Extinguisher |  |  |  | SRI |  | nos | Fire Extinguisher ABC,9KG Red | TEM
| FF | Equipment | Fire Extinguisher |  |  |  | SRI |  | nos | Fire Extinguisher CO2,2KG Red | TEM
| FF | Equipment | Fire Extinguisher |  |  |  | SRI |  | nos | Fire Extinguisher CO2,5KG Red | TEM
| FF | Equipment | Fire Department Connection |  |  |  | SRI |  | Set | Fire Department Connection Valve 100mm GM -Inlet: 2 Way Male Screw Brass 2''1/2 + Brass Cover -Oulet: Female Screw 4'' (100mm) | TEM
| FF | Equipment | Fire Department Connection |  |  |  | SRI |  | Set | Fire Department Connection Valve 100mm Female Machino -Inlet: 2 Way Male Screw Brass 2''1/2 + Brass Cover -Oulet: Female Screw 4'' (100mm) | TEM
| FF | Equipment | Fire Hydrant |  |  |  | SRI |  | Set | HYD Pillar Ci 100mm CTRL Outlet Red -Inlet: BS 4504 PN16 Flange 100mm -Outlet: Female 2-1/2 BSP -With Plastic Cab | TEM
| FF | Equipment | Fire Hydrant |  |  |  | SRI |  | Set | HYD Pillar Ci 100mm CTRL Outlet Red -Inlet: BS 4504 PN16 Flange 100mm -Outlet: Male 2-1/2 BSP -With Female Machino Cab | TEM
| FF | Equipment | Fire Hydrant |  |  |  | SRI |  | Set | HYD Pillar Ci 150mm CTRL Outlet BS336 Red -Inlet: BS 4504 PN16 Flange 150mm -Outlet: Female 2-1/2 BSP -With Plastic Cab | TEM
| FF | Valve & Fitting | Alarm Check Valve |  | DN100 |  | SRI |  | Set | Alarm Check Valve Ci 100mm Grey Complete With: -Alarm Valve 4'' (100mm) Trim Part Ex -Alarm Gong C/W Water Motor La Red -Sprinkler Retard Chamber C.i -Flow Meter Pipe La Oh3 Grey -Gauge Flow Oh3 M&P | TEM
| FF | Valve & Fitting | Alarm Check Valve |  | DN150 |  | SRI |  | Set | Alarm Check Valve Ci 150mm Grey Complete With: -Alarm Valve 6'' (150mm) Trim Part Ex -Alarm Gong C/W Water Motor La Red -Sprinkler Retard Chamber C.i -Flow Meter Pipe La Oh3 Grey -Gauge Flow Oh3 M&P | TEM
| FF | Sprinkler | Sprinkler Head |  |  |  | Viking |  | nos | Sprinkler Head ( Upright )
| FF | Sprinkler | Sprinkler Head |  |  |  | Viking |  | nos | Sprinkler Head ( Pendent )
| FF | Sprinkler | Sprinkler Head |  |  |  | Viking |  | nos | Sprinkler Head ( Side Wall )
| FF | Sprinkler | Sprinkler Head |  |  |  | Viking |  | nos | Sprinkler Head ( Concealed )
| FF | Sprinkler | Sprinkler Head |  |  |  | Victaulic |  | nos | Sprinkler Head ( Upright )
| FF | Sprinkler | Sprinkler Head |  |  |  | Victaulic |  | nos | Sprinkler Head ( Pendent )
| FF | Sprinkler | Sprinkler Head |  |  |  | Victaulic |  | nos | Sprinkler Head ( Side Wall )
| FF | Sprinkler | Sprinkler Head |  |  |  | Victaulic |  | nos | Sprinkler Head ( Concealed )
| FF | Equipment | Pressure Gauge | [5 empty] | nos | Pressure Gauge 10Bar,150Psi
| FF | Equipment | Pressure Gauge | [5 empty] | nos | Pressure Gauge 50Bar,700Psi

## Sheet1
Rank | AC | PL | FF | LV | ELV | Note
1 | ID | ID | ID | ID | ID
2 | Group | Group | Group | Group | Group
3 | Category | Category | Category | Category | Category
4 | Type | Type | Type | Type | Type
5 | Class | Class | Class | Class | Class
6 | Size | Size | Size | Size | Size
7 | Color | Color | Color | Color | Color
8 | Brand | Brand | Brand | Brand | Brand
9 | Factory Code | Factory Code | Factory Code | Factory Code | Factory Code | Factory Code = Model
10 | Unit | Unit | Unit | Unit | Unit
11 | Description | Description | Description | Description | Description
Description | 3, 4, 5,6,7 8, 9